## sys_data
number of no go zones | 0
precision of grid [km] | 0.5
eez energy density [mw/km^2] | 6
mv min length [km] | 0.1
frequency | 50
PF | 1

## cost_data
fixed AC cost | 5.8 | FC_ac
fixed DC cost | 29 | FC_dc
penalization factor for different than 2 xfrms | 0.2 | dc
generating plant variable cost | 0.0232 | f_ct = 0.0232 Increased from original to reflect newer data
substructure variable cost | 0.029 | p_ct = 0.029
hvdc converter variable cost | 0.1276 | c_ct
offshore Q M€/MVAr | 0.029 | Qc_oss
onshore Q M€/MVAr | 0.0174 | Qc_pcc
lifetime of wind farm | 25 | life
Operational lifetime in hours | 219000 | T_op
Energy price €/Wh | 5.8e-05 | E_op
Capitalization factor | 10 | cf
Build cost of OSS with nothing | 10 | FC_bld
Pounds/Euro Exchange | 1.16 | p2e

## pcc_data
longitude | latitude | kv
2.9397 | 51.2397 | 220 | 2.9397 | 51.2397 | 220
3.1836 | 51.3269 | 220 | 3.1836 | 51.3269 | 220

## owpp_data
longitude | latitude | mva | name
3.0158 | 51.5281 | 250 | Norther
2.94 | 51.59 | 250 | Rentel
2.945 | 51.55 | 250 | Thornton
2.901 | 51.619 | 250 | Northwind
2.86 | 51.63 | 250 | Seastar
2.81 | 51.667 | 250 | Nobelwind
2.757 | 51.686 | 250 | Northwester
2.74 | 51.72 | 250 | Mermaid

## eqp_data
kv_33 | mm2_33 | ohms_per_km_33 | nf_per_km_33 | Amps_33 | euro_per_m_33 | mh_per_km_33 | blank_33 | kv_66 | mm2_66 | ohms_per_km_66 | nf_per_km_66 | Amps_66 | euro_per_m_66 | mh_per_km_66 | blank_66 | kv_132 | mm2_132 | ohms_per_km_132 | nf_per_km_132 | Amps_132 | euro_per_m_132 | mh_per_km_132 | blank_132 | kv_220 | mm2_220 | ohms_per_km_220 | nf_per_km_220 | Amps_220 | euro_per_m_220 | mh_per_km_220 | blank_220 | kv_400 | mm2_400 | ohms_per_km_400 | nf_per_km_400 | Amps_400 | euro_per_m_400 | mh_per_km_400 | blank_400 | kv_150 | mm2_150 | ohms_per_km_150 | nf_per_km_150 | Amps_150 | euro_per_m_150 | mh_per_km_150 | blank_150 | kv_300 | mm2_300 | ohms_per_km_300 | nf_per_km_300 | Amps_300 | euro_per_m_300 | mh_per_km_300
33 | 95 | 218 | 0.18 | 300 | 503.44 | 0.44 |  | 66 | 95 | 218 | 0.17 | 300 | 535.92 | 0.44 |  | 132 | 185 | 100 | 165 | 501 | 491.84 | 0.47 |  | 220 | 400 | 60.1 | 122 | 665 | 844.48 | 0.457 |  | 400 | 500 | 40 | 117 | 776 | 1437.24 | 0.589 |  | 150 | 1000 | 22.4 | 0.6969 | 1644 | 777.2 | 0.6969 |  | 300 | 1000 | 22.4 | 0.6969 | 1644 | 991.8 | 0.6969
33 | 120 | 172 | 0.19 | 340 | 513.88 | 0.42 |  | 66 | 120 | 172 | 0.18 | 340 | 547.52 | 0.43 |  | 132 | 300 | 76.1 | 175 | 600 | 584.64 | 0.42 |  | 220 | 500 | 48.9 | 136 | 732 | 945.4 | 0.437 |  | 400 | 630 | 36 | 125 | 824 | 1534.68 | 0.561 |  | 150 | 1200 | 19.2 | 0.6969 | 1791 | 846.8 | 0.6969 |  | 300 | 1200 | 19.2 | 0.6969 | 1791 | 1090.4 | 0.6969
33 | 150 | 136 | 0.21 | 375 | 525.48 | 0.41 |  | 66 | 150 | 136 | 0.19 | 375 | 559.12 | 0.41 |  | 132 | 400 | 60.6 | 185 | 677 | 658.88 | 0.4 |  | 220 | 630 | 39.1 | 151 | 808 | 986 | 0.415 |  | 400 | 800 | 31.4 | 130 | 870 | 1624 | 0.54 |  | 150 | 1400 | 16.5 | 0.6969 | 1962 | 910.6 | 0.6969 |  | 300 | 1400 | 16.5 | 0.6969 | 1962 | 1177.4 | 0.6969
33 | 185 | 110 | 0.22 | 420 | 540.56 | 0.39 |  | 66 | 185 | 110 | 0.2 | 420 | 575.36 | 0.4 |  | 132 | 500 | 49.3 | 192 | 739 | 736.6 | 0.387 |  | 220 | 800 | 31.9 | 163 | 879 | 1131 | 0.4 |  | 400 | 1000 | 26.5 | 140 | 932 | 1798 | 0.52 |  | 150 | 1600 | 14.4 | 0.6969 | 2123 | 974.4 | 0.6969 |  | 300 | 1600 | 14.4 | 0.6969 | 2123 | 1264.4 | 0.6969
33 | 240 | 84.8 | 0.24 | 480 | 542.88 | 0.38 |  | 66 | 240 | 84.8 | 0.22 | 480 | 599.72 | 0.38 |  | 132 | 630 | 39.5 | 209 | 818 | 794.6 | 0.372 |  | 220 | 1000 | 27 | 177 | 942 | 1160 | 0.386 |  | 400 | 1200 | 22.1 | 170 | 986 | 1972 | 0.49 |  | 150 | 2000 | 11.5 | 0.6969 | 2407 | 1044 | 0.6969 |  | 300 | 2000 | 11.5 | 0.6969 | 2407 | 1363 | 0.6969
33 | 300 | 67.6 | 0.26 | 530 | 585.8 | 0.36 |  | 66 | 300 | 67.6 | 0.24 | 530 | 622.92 | 0.37 |  | 132 | 800 | 32.4 | 217 | 888 | 922.2 | 0.364 | [9 empty] | 400 | 1400 | 18.9 | 180 | 1015 | 2146 | 0.47
33 | 400 | 53.2 | 0.29 | 590 | 615.96 | 0.35 |  | 66 | 400 | 53.2 | 0.26 | 590 | 654.24 | 0.35 |  | 132 | 1000 | 27.5 | 238 | 949 | 997.6 | 0.351 | [9 empty] | 400 | 1600 | 16.6 | 190 | 1036 | 2320 | 0.46
33 | 500 | 42.8 | 0.32 | 655 | 654.24 | 0.34 |  | 66 | 500 | 42.8 | 0.29 | 655 | 693.68 | 0.34 | [17 empty] | 400 | 2000 | 13.2 | 200 | 1078 | 2494 | 0.44
33 | 630 | 34.6 | 0.35 | 715 | 693.68 | 0.32 |  | 66 | 630 | 34.6 | 0.32 | 715 | 735.44 | 0.33
33 | 800 | 28.7 | 0.38 | 775 | 740.08 | 0.31 |  | 66 | 800 | 28.7 | 0.35 | 775 | 784.16 | 0.32
[8 empty] | 66 | 1000 | 24.5 | 0.38 | 825 | 830.56 | 0.31

## wind_data
Time | Norther | Thornton | Rentel | Northwind | Seastar | Nobelwind | Northwester | Mermaid
01/01/1982 00:00:00 | 14.0435 | 14.8971 | 14.7923 | 15.3151 | 15.5456 | 16.9504 | 17.8809 | 18.9004
01/01/1982 01:00:00 | 13.2632 | 14.342 | 15.611 | 16.8944 | 17.2809 | 18.7618 | 19.7489 | 21.1672
01/01/1982 02:00:00 | 16.4689 | 17.726 | 19.3719 | 20.7206 | 21.0967 | 22.1606 | 23.2025 | 24.544
01/01/1982 03:00:00 | 24.4578 | 25.9161 | 26.1461 | 26.4205 | 26.7849 | 26.4779 | 26.8206 | 26.5142
01/01/1982 04:00:00 | 30.4607 | 33.4338 | 33.1703 | 33.5224 | 34.6411 | 33.7985 | 33.3115 | 31.087
01/01/1982 05:00:00 | 43.2322 | 47.5165 | 45.8437 | 45.9058 | 48.0318 | 45.6486 | 44.6251 | 40.1773
01/01/1982 06:00:00 | 60.0444 | 64.8996 | 64.8127 | 66.1905 | 69.3931 | 67.1668 | 66.7138 | 61.4595
01/01/1982 07:00:00 | 74.707 | 80.5838 | 84.7823 | 89.5339 | 94.0435 | 96.3244 | 97.5211 | 95.9426
01/01/1982 08:00:00 | 79.5921 | 85.1108 | 88.5742 | 93.1672 | 96.9924 | 101.3762 | 103.8696 | 104.8827
01/01/1982 09:00:00 | 76.3951 | 81.0529 | 82.313 | 85.3147 | 88.5616 | 91.817 | 95.417 | 95.8921
01/01/1982 10:00:00 | 84.0146 | 88.1638 | 89.1236 | 91.1497 | 93.4273 | 94.6569 | 96.6355 | 96.1023
01/01/1982 11:00:00 | 79.2906 | 85.0035 | 86.7774 | 89.3866 | 91.3288 | 93.0408 | 93.6558 | 93.044
01/01/1982 12:00:00 | 67.15 | 75.0501 | 76.4717 | 80.3202 | 82.6844 | 84.6073 | 84.6404 | 82.8855
01/01/1982 13:00:00 | 66.4295 | 75.2302 | 75.5083 | 79.4822 | 82.7818 | 84.965 | 85.1409 | 82.1617
01/01/1982 14:00:00 | 81.0427 | 87.6991 | 88.4479 | 89.6742 | 89.545 | 87.4586 | 84.9477 | 80.9885
01/01/1982 15:00:00 | 88.5892 | 89.7315 | 90.0414 | 87.8423 | 85.9861 | 80.8247 | 76.9094 | 71.8735
01/01/1982 16:00:00 | 76.7547 | 72.1604 | 70.2422 | 67.2035 | 64.0481 | 57.6576 | 52.2019 | 47.4268
01/01/1982 17:00:00 | 53.5025 | 47.6752 | 43.0062 | 38.5479 | 34.2146 | 28.4327 | 22.7556 | 18.9666
01/01/1982 18:00:00 | 31.2022 | 25.8678 | 21.237 | 17.2902 | 15.0715 | 11.9693 | 9.8535 | 7.9712
01/01/1982 19:00:00 | 28.6375 | 28.839 | 23.8641 | 23.1123 | 25.4455 | 27.7376 | 33.5633 | 32.7972
01/01/1982 20:00:00 | 74.3572 | 85.8812 | 78.3728 | 81.7143 | 89.485 | 98.9663 | 111.1363 | 109.2901
01/01/1982 21:00:00 | 143.6056 | 143.1414 | 135.815 | 129.9203 | 125.6454 | 118.4361 | 112.4266 | 106.4758
01/01/1982 22:00:00 | 104.5663 | 91.9088 | 85.1562 | 76.9835 | 71.7661 | 63.9457 | 59.4772 | 56.1279
01/01/1982 23:00:00 | 55.0011 | 49.0281 | 45.5422 | 41.8569 | 40.1762 | 36.9728 | 35.3281 | 33.9319
02/01/1982 00:00:00 | 34.6845 | 33.8729 | 33.0787 | 32.2689 | 31.9222 | 30.7922 | 29.8392 | 28.7153
02/01/1982 01:00:00 | 25.7154 | 25.3581 | 25.1277 | 24.9549 | 24.8111 | 24.2985 | 23.9716 | 23.5076
02/01/1982 02:00:00 | 24.2397 | 23.8129 | 23.3727 | 23.1832 | 23.3677 | 23.2537 | 23.3905 | 23.0812
02/01/1982 03:00:00 | 30.3134 | 29.7332 | 29.0759 | 28.5101 | 28.4898 | 27.912 | 27.7305 | 27.1805
02/01/1982 04:00:00 | 37.8071 | 37.8595 | 37.4927 | 36.8362 | 36.5169 | 35.9266 | 35.7755 | 35.6529
02/01/1982 05:00:00 | 45.1289 | 46.2096 | 47.0881 | 47.1282 | 47.1686 | 47.1646 | 46.8284 | 46.9482
02/01/1982 06:00:00 | 51.4393 | 52.0035 | 53.2594 | 53.7229 | 53.6937 | 53.6066 | 52.4038 | 52.1308
02/01/1982 07:00:00 | 63.9868 | 63.9096 | 63.5961 | 63.3156 | 63.2794 | 63.2901 | 63.1393 | 63.1505
02/01/1982 08:00:00 | 94.5726 | 97.7025 | 96.1425 | 95.7463 | 96.68 | 96.4772 | 97.7195 | 96.9233
02/01/1982 09:00:00 | 117.9363 | 125.0702 | 125.5154 | 127.5822 | 130.0924 | 130.6902 | 131.3766 | 129.1849
02/01/1982 10:00:00 | 131.1807 | 140.4068 | 140.8905 | 144.7474 | 148.5158 | 151.3891 | 153.1387 | 151.2882
02/01/1982 11:00:00 | 166.3017 | 177.6317 | 176.4212 | 181.332 | 187.0545 | 192.0538 | 195.4591 | 193.3092
02/01/1982 12:00:00 | 221.2157 | 229.8282 | 231.5369 | 234.9175 | 237.5 | 237.5 | 237.5 | 237.5
02/01/1982 13:00:00 | 237.5 | 237.5 | 237.5 | 237.5 | 237.5 | 237.5 | 237.5 | 237.5
02/01/1982 14:00:00 | 237.5 | 237.5 | 237.5 | 237.5 | 237.5 | 237.5 | 237.5 | 237.5
02/01/1982 15:00:00 | 237.5 | 237.5 | 237.5 | 237.5 | 237.5 | 237.5 | 237.5 | 237.5
02/01/1982 16:00:00 | 237.5 | 237.5 | 237.5 | 237.5 | 237.5 | 237.5 | 237.5 | 237.5
02/01/1982 17:00:00 | 237.5 | 237.5 | 237.5 | 237.5 | 237.5 | 237.5 | 237.5 | 237.5
02/01/1982 18:00:00 | 237.5 | 237.5 | 237.5 | 237.5 | 237.5 | 237.5 | 237.5 | 237.5
02/01/1982 19:00:00 | 237.5 | 237.5 | 237.5 | 237.5 | 237.5 | 237.5 | 237.5 | 237.5
02/01/1982 20:00:00 | 237.5 | 237.5 | 237.5 | 237.5 | 237.5 | 237.5 | 237.5 | 237.5
02/01/1982 21:00:00 | 237.5 | 237.5 | 237.5 | 237.5 | 237.5 | 237.5 | 237.5 | 237.5
02/01/1982 22:00:00 | 237.5 | 237.5 | 237.5 | 237.5 | 237.5 | 237.5 | 237.5 | 237.5
02/01/1982 23:00:00 | 237.5 | 237.5 | 237.5 | 237.5 | 237.5 | 237.5 | 237.5 | 237.5
03/01/1982 00:00:00 | 237.5 | 237.5 | 237.5 | 237.5 | 237.5 | 237.5 | 237.5 | 237.5
03/01/1982 01:00:00 | 237.5 | 237.5 | 237.5 | 237.5 | 237.5 | 237.5 | 237.5 | 237.5
03/01/1982 02:00:00 | 237.5 | 237.5 | 237.5 | 237.5 | 237.5 | 237.5 | 237.5 | 237.5
03/01/1982 03:00:00 | 237.5 | 237.5 | 237.5 | 237.5 | 237.5 | 237.5 | 237.5 | 237.5
03/01/1982 04:00:00 | 237.5 | 237.5 | 237.5 | 237.5 | 237.5 | 237.5 | 237.5 | 237.5
03/01/1982 05:00:00 | 237.5 | 237.5 | 237.5 | 237.5 | 237.5 | 237.5 | 237.5 | 237.5
03/01/1982 06:00:00 | 237.5 | 237.5 | 237.5 | 237.5 | 237.5 | 237.5 | 237.5 | 237.5
03/01/1982 07:00:00 | 237.3193 | 237.5 | 237.5 | 237.5 | 237.5 | 237.5 | 237.5 | 237.5
03/01/1982 08:00:00 | 232.8995 | 233.0554 | 231.6414 | 230.5768 | 230.0741 | 230.3664 | 231.498 | 232.7605
03/01/1982 09:00:00 | 231.0755 | 230.9132 | 227.9336 | 224.4574 | 221.3908 | 217.3689 | 215.9895 | 214.3749
03/01/1982 10:00:00 | 227.5156 | 227.8633 | 220.9733 | 215.1456 | 211.6419 | 205.4956 | 200.8161 | 195.1844
03/01/1982 11:00:00 | 227.0346 | 228.8912 | 224.6601 | 220.5555 | 218.5335 | 212.5399 | 207.3501 | 200.1907
03/01/1982 12:00:00 | 227.9421 | 231.0603 | 229.1802 | 228.5188 | 228.6916 | 227.357 | 225.2196 | 219.9581
03/01/1982 13:00:00 | 227.2595 | 230.5805 | 229.1791 | 228.7933 | 229.7647 | 229.8037 | 230.1987 | 229.1033
03/01/1982 14:00:00 | 227.9341 | 230.9061 | 230.2456 | 229.9227 | 231.4633 | 232.3262 | 234.4302 | 234.7407
03/01/1982 15:00:00 | 227.1236 | 230.1352 | 231.1172 | 232.0689 | 234.7426 | 237.5 | 237.5 | 237.5
03/01/1982 16:00:00 | 227.6302 | 230.8825 | 233.7537 | 236.0392 | 237.5 | 237.5 | 237.5 | 237.5
03/01/1982 17:00:00 | 232.7553 | 236.2907 | 237.5 | 237.5 | 237.5 | 237.5 | 237.5 | 237.5
03/01/1982 18:00:00 | 237.5 | 237.5 | 237.5 | 237.5 | 237.5 | 237.5 | 237.5 | 237.5
03/01/1982 19:00:00 | 237.5 | 237.5 | 237.5 | 237.5 | 237.5 | 237.5 | 237.5 | 237.5
03/01/1982 20:00:00 | 237.5 | 237.5 | 237.5 | 237.5 | 237.5 | 237.5 | 237.5 | 237.5
03/01/1982 21:00:00 | 237.5 | 237.5 | 237.5 | 237.5 | 237.5 | 237.5 | 237.5 | 237.5
03/01/1982 22:00:00 | 237.5 | 237.5 | 237.5 | 237.5 | 237.5 | 237.5 | 237.5 | 237.5
03/01/1982 23:00:00 | 237.5 | 237.5 | 237.5 | 237.5 | 237.5 | 237.5 | 237.5 | 237.5
04/01/1982 00:00:00 | 237.5 | 237.5 | 237.5 | 237.5 | 237.5 | 237.5 | 237.5 | 237.5
04/01/1982 01:00:00 | 237.5 | 237.5 | 237.5 | 237.5 | 237.5 | 237.5 | 237.5 | 237.5
04/01/1982 02:00:00 | 237.5 | 237.5 | 237.5 | 237.5 | 237.5 | 237.5 | 237.5 | 237.5
04/01/1982 03:00:00 | 237.5 | 237.5 | 237.5 | 237.5 | 237.5 | 237.5 | 237.5 | 237.5
04/01/1982 04:00:00 | 237.5 | 237.5 | 237.5 | 237.5 | 237.5 | 237.5 | 237.5 | 237.5
04/01/1982 05:00:00 | 237.5 | 237.5 | 237.5 | 237.5 | 237.5 | 237.5 | 237.5 | 237.5
04/01/1982 06:00:00 | 237.5 | 237.5 | 237.5 | 237.5 | 237.5 | 237.5 | 237.5 | 237.5
04/01/1982 07:00:00 | 237.5 | 237.5 | 237.5 | 237.5 | 237.5 | 237.5 | 237.5 | 237.5
04/01/1982 08:00:00 | 237.5 | 237.5 | 237.5 | 237.5 | 237.5 | 237.5 | 237.5 | 237.5
04/01/1982 09:00:00 | 237.5 | 237.5 | 237.5 | 237.5 | 237.5 | 237.5 | 237.5 | 237.5
04/01/1982 10:00:00 | 237.5 | 237.5 | 237.5 | 237.5 | 237.5 | 237.5 | 237.5 | 237.5
04/01/1982 11:00:00 | 237.5 | 237.5 | 237.5 | 237.5 | 237.5 | 237.5 | 237.5 | 237.5
04/01/1982 12:00:00 | 237.5 | 237.5 | 237.5 | 237.5 | 237.5 | 237.5 | 237.5 | 237.5
04/01/1982 13:00:00 | 237.5 | 237.5 | 237.5 | 237.5 | 237.5 | 237.5 | 237.5 | 237.5
04/01/1982 14:00:00 | 237.5 | 237.5 | 237.5 | 237.5 | 237.5 | 237.5 | 237.5 | 237.5
04/01/1982 15:00:00 | 237.5 | 237.5 | 237.5 | 237.5 | 237.5 | 237.5 | 237.5 | 237.5
04/01/1982 16:00:00 | 237.5 | 237.5 | 237.5 | 237.5 | 237.5 | 237.5 | 237.5 | 237.5
04/01/1982 17:00:00 | 237.5 | 237.5 | 237.5 | 237.5 | 237.5 | 237.5 | 237.5 | 237.5
04/01/1982 18:00:00 | 237.5 | 237.5 | 237.5 | 237.5 | 237.5 | 237.5 | 237.5 | 237.5
04/01/1982 19:00:00 | 237.5 | 237.5 | 237.5 | 237.5 | 237.5 | 237.5 | 237.5 | 237.5
04/01/1982 20:00:00 | 237.5 | 237.5 | 237.5 | 237.5 | 237.5 | 237.5 | 237.5 | 237.5
04/01/1982 21:00:00 | 237.5 | 237.5 | 237.5 | 237.5 | 237.5 | 237.5 | 237.5 | 237.5
04/01/1982 22:00:00 | 237.5 | 237.5 | 237.5 | 237.5 | 237.5 | 237.5 | 237.5 | 237.5
04/01/1982 23:00:00 | 237.5 | 237.5 | 237.5 | 237.5 | 237.5 | 237.5 | 237.5 | 237.5
05/01/1982 00:00:00 | 237.5 | 237.5 | 237.5 | 237.5 | 237.5 | 237.5 | 237.5 | 237.5
05/01/1982 01:00:00 | 237.5 | 237.5 | 237.5 | 237.5 | 237.5 | 237.5 | 237.2971 | 234.6947
05/01/1982 02:00:00 | 237.5 | 237.5 | 237.5 | 237.5 | 237.5 | 234.6017 | 231.5696 | 228.3608
05/01/1982 03:00:00 | 237.5 | 237.5 | 237.5 | 237.5 | 237.5 | 234.1538 | 231.899 | 228.1525
05/01/1982 04:00:00 | 237.5 | 237.5 | 237.5 | 237.5 | 237.5 | 237.0245 | 234.5972 | 230.514
05/01/1982 05:00:00 | 237.5 | 237.5 | 237.5 | 237.5 | 237.5 | 237.5 | 236.3119 | 232.7489
05/01/1982 06:00:00 | 237.5 | 237.5 | 237.5 | 237.5 | 237.5 | 237.5 | 237.5 | 235.8318
05/01/1982 07:00:00 | 237.5 | 237.5 | 237.5 | 237.5 | 237.5 | 237.5 | 237.5 | 237.5
05/01/1982 08:00:00 | 237.5 | 237.5 | 237.5 | 237.5 | 237.5 | 237.5 | 237.5 | 237.5
05/01/1982 09:00:00 | 237.5 | 237.5 | 237.5 | 237.5 | 237.5 | 237.5 | 237.5 | 237.5
05/01/1982 10:00:00 | 237.5 | 237.5 | 237.5 | 237.5 | 237.5 | 237.5 | 237.5 | 237.5
05/01/1982 11:00:00 | 237.5 | 237.5 | 237.5 | 237.5 | 237.5 | 237.5 | 237.5 | 237.5
05/01/1982 12:00:00 | 237.5 | 237.5 | 237.5 | 237.5 | 237.5 | 237.5 | 237.5 | 237.5
05/01/1982 13:00:00 | 227.8549 | 231.5431 | 235.2533 | 236.8935 | 236.6543 | 237.1353 | 237.5 | 237.5
05/01/1982 14:00:00 | 197.809 | 210.7554 | 219.0116 | 225.4022 | 225.7461 | 226.9717 | 226.7038 | 227.6893
05/01/1982 15:00:00 | 180.0181 | 199.5951 | 204.9555 | 211.5644 | 214.401 | 216.5072 | 217.1358 | 216.3963
05/01/1982 16:00:00 | 200.213 | 216.4319 | 216.9059 | 219.3489 | 221.4675 | 220.1053 | 219.2304 | 215.2251
05/01/1982 17:00:00 | 229.695 | 234.128 | 231.0774 | 229.8606 | 230.2048 | 228.0958 | 225.8195 | 217.6434
05/01/1982 18:00:00 | 237.5 | 237.5 | 237.5 | 237.5 | 237.5 | 237.5 | 237.5 | 234.9465
05/01/1982 19:00:00 | 237.5 | 237.5 | 237.5 | 237.5 | 237.5 | 237.5 | 237.5 | 237.5
05/01/1982 20:00:00 | 237.5 | 237.5 | 237.5 | 237.5 | 237.5 | 237.5 | 237.5 | 237.5
05/01/1982 21:00:00 | 237.5 | 237.5 | 237.5 | 237.5 | 237.5 | 237.5 | 237.5 | 237.5
05/01/1982 22:00:00 | 237.5 | 237.5 | 237.5 | 237.5 | 237.5 | 237.5 | 237.5 | 237.5
05/01/1982 23:00:00 | 237.5 | 237.5 | 237.5 | 237.5 | 237.5 | 237.5 | 237.5 | 237.5
06/01/1982 00:00:00 | 237.5 | 237.5 | 237.5 | 237.5 | 237.5 | 237.5 | 237.5 | 237.5
06/01/1982 01:00:00 | 237.4323 | 237.5 | 237.5 | 237.5 | 237.5 | 237.5 | 236.2685 | 232.7397
06/01/1982 02:00:00 | 195.6561 | 200.0983 | 212.2941 | 227.1706 | 230.9957 | 237.2811 | 237.5 | 237.5
06/01/1982 03:00:00 | 217.3007 | 217.0907 | 221.0354 | 225.4891 | 227.1868 | 230.9729 | 233.2955 | 236.5577
06/01/1982 04:00:00 | 220.8887 | 221.2777 | 220.395 | 220.8191 | 221.1646 | 224.1754 | 224.6756 | 226.0959
06/01/1982 05:00:00 | 217.5636 | 221.6299 | 222.8884 | 224.603 | 225.1106 | 226.2278 | 224.9278 | 224.2364
06/01/1982 06:00:00 | 209.4333 | 213.3257 | 217.0433 | 219.9936 | 220.2248 | 220.917 | 220.6894 | 221.4969
06/01/1982 07:00:00 | 197.7757 | 200.1778 | 202.4231 | 203.4901 | 202.7547 | 202.1673 | 202.2165 | 203.234
06/01/1982 08:00:00 | 166.1985 | 170.7879 | 174.6737 | 177.307 | 178.2538 | 181.601 | 184.7241 | 188.8285
06/01/1982 09:00:00 | 126.8004 | 133.5153 | 135.7866 | 138.7943 | 141.7761 | 148.301 | 153.7432 | 158.9241
06/01/1982 10:00:00 | 88.6489 | 94.5983 | 97.5993 | 101.5594 | 104.9428 | 112.6712 | 118.3203 | 123.5413
06/01/1982 11:00:00 | 66.3536 | 73.2566 | 77.7157 | 82.5243 | 85.046 | 89.1475 | 91.6139 | 93.9671
06/01/1982 12:00:00 | 53.1869 | 60.3544 | 61.7157 | 64.0302 | 65.2519 | 65.2172 | 65.125 | 63.6889
06/01/1982 13:00:00 | 36.6989 | 40.0181 | 39.1257 | 39.1932 | 39.4585 | 38.6721 | 38.6813 | 37.4601
06/01/1982 14:00:00 | 25.6054 | 25.8137 | 25.0303 | 24.5639 | 24.3405 | 23.7904 | 23.7798 | 23.434
06/01/1982 15:00:00 | 20.7408 | 20.0284 | 19.1991 | 18.4816 | 18.2044 | 17.6036 | 17.5572 | 17.2774
06/01/1982 16:00:00 | 16.6939 | 15.6286 | 14.5648 | 13.7623 | 13.5275 | 12.9374 | 12.9371 | 12.6573
06/01/1982 17:00:00 | 11.7628 | 10.9047 | 9.8667 | 9.0753 | 8.8616 | 8.2548 | 8.1709 | 7.8127
06/01/1982 18:00:00 | 6.6354 | 6.1898 | 5.409 | 4.817 | 4.5941 | 3.9048 | 3.6908 | 3.1801
06/01/1982 19:00:00 | 1.7751 | 1.7002 | 1.2538 | 0.91118 | 0.73046 | 0.21258 | 0 | 0
06/01/1982 20:00:00 | 0 | 0 | 0 | 0 | 0 | 0 | 0 | 0
06/01/1982 21:00:00 | 0 | 0 | 0 | 0 | 0 | 0 | 0 | 0
06/01/1982 22:00:00 | 0 | 0 | 0 | 0 | 0 | 0 | 0 | 0
06/01/1982 23:00:00 | 1.0772 | 0.23575 | 0 | 0 | 0 | 0 | 0 | 0
07/01/1982 00:00:00 | 8.1376 | 7.776 | 7.9839 | 7.9387 | 7.7749 | 6.419 | 3.4979 | 1.7778
07/01/1982 01:00:00 | 17.7778 | 18.1715 | 19.6691 | 20.602 | 19.3724 | 15.7414 | 10.7357 | 9.0543
07/01/1982 02:00:00 | 27.0526 | 28.02 | 27.3878 | 27.2215 | 24.0951 | 20.5996 | 18.5972 | 20.8638
07/01/1982 03:00:00 | 30.3392 | 28.9028 | 24.988 | 23.771 | 22.284 | 24.6409 | 27.9848 | 35.1108
07/01/1982 04:00:00 | 22.1942 | 20.4055 | 20.8726 | 24.3586 | 27.1522 | 34.8537 | 38.3509 | 43.4608
07/01/1982 05:00:00 | 13.8804 | 18.428 | 23.5288 | 30.896 | 34.6926 | 39.2692 | 38.3989 | 37.787
07/01/1982 06:00:00 | 11.9905 | 21.0512 | 25.08 | 29.8419 | 30.6508 | 30.5511 | 29.355 | 28.3725
07/01/1982 07:00:00 | 12.2936 | 20.5368 | 22.9817 | 25.3488 | 24.8799 | 24.5045 | 24.5384 | 25.2009
07/01/1982 08:00:00 | 9.98 | 16.175 | 17.5672 | 18.9646 | 18.7285 | 18.9362 | 19.8085 | 21.0435
07/01/1982 09:00:00 | 5.4569 | 8.6363 | 8.9744 | 9.7545 | 9.9793 | 10.9633 | 12.631 | 14.0919
07/01/1982 10:00:00 | 1.5459 | 3.8059 | 4.0453 | 4.604 | 4.9271 | 5.9917 | 8.0241 | 9.7722
07/01/1982 11:00:00 | 0 | 1.5203 | 1.7832 | 2.4938 | 3.2509 | 5.0958 | 7.638 | 9.774
07/01/1982 12:00:00 | 0 | 0.3798 | 0.96705 | 2.0054 | 3.2734 | 6.0131 | 8.264 | 10.2975
07/01/1982 13:00:00 | 0 | 0 | 0.86077 | 2.7679 | 4.0145 | 6.7077 | 7.9297 | 9.0173
07/01/1982 14:00:00 | 0 | 0 | 1.0477 | 3.2058 | 3.9043 | 5.681 | 5.7404 | 6.1215
07/01/1982 15:00:00 | 0 | 0 | 0.88125 | 2.5772 | 2.6605 | 3.6622 | 3.0754 | 3.1744
07/01/1982 16:00:00 | 0 | 0 | 0.11248 | 1.8134 | 1.8936 | 3.3356 | 2.9005 | 3.3631
07/01/1982 17:00:00 | 0 | 0 | 1.5805 | 6.4021 | 6.004 | 10.3865 | 10.9171 | 16.6418
07/01/1982 18:00:00 | 18.1909 | 23.8795 | 44.7773 | 63.66 | 69.9662 | 91.0823 | 101.2652 | 127.4708
07/01/1982 19:00:00 | 134.0421 | 161.0142 | 192.047 | 209.8177 | 227.7507 | 234.8371 | 237.5 | 237.5
07/01/1982 20:00:00 | 196.0333 | 212.8338 | 216.2341 | 223.7641 | 228.8483 | 232.2282 | 234.6277 | 234.7891
07/01/1982 21:00:00 | 184.2389 | 197.1048 | 205.1386 | 214.9315 | 218.968 | 224.9925 | 228.0996 | 229.6672
07/01/1982 22:00:00 | 181.9569 | 196.9561 | 206.0811 | 216.647 | 221.0453 | 226.9556 | 229.1069 | 230.4655
07/01/1982 23:00:00 | 187.6509 | 203.9575 | 209.6513 | 219.6322 | 225.3974 | 229.4057 | 231.3591 | 231.7978
08/01/1982 00:00:00 | 196.6706 | 210.349 | 213.5272 | 220.9034 | 225.1449 | 228.7989 | 230.143 | 230.4705
08/01/1982 01:00:00 | 204.9766 | 215.4026 | 218.3812 | 224.0811 | 226.4854 | 229.1341 | 230.4238 | 231.588
08/01/1982 02:00:00 | 228.6331 | 232.9794 | 234.2578 | 236.4023 | 237.4633 | 237.5 | 237.5 | 237.5
08/01/1982 03:00:00 | 237.5 | 237.5 | 237.5 | 237.5 | 237.5 | 237.5 | 237.5 | 237.5
08/01/1982 04:00:00 | 237.5 | 237.5 | 237.5 | 237.5 | 237.5 | 237.5 | 237.5 | 237.5
08/01/1982 05:00:00 | 237.5 | 237.5 | 237.5 | 237.5 | 237.5 | 237.5 | 237.5 | 237.5
08/01/1982 06:00:00 | 237.5 | 237.5 | 237.5 | 237.5 | 237.5 | 237.5 | 237.5 | 237.5
08/01/1982 07:00:00 | 237.5 | 237.5 | 237.5 | 237.5 | 237.5 | 237.5 | 237.5 | 237.5
08/01/1982 08:00:00 | 237.5 | 237.5 | 237.5 | 237.5 | 237.5 | 237.5 | 237.5 | 237.5
08/01/1982 09:00:00 | 237.5 | 237.5 | 237.5 | 237.5 | 237.5 | 237.5 | 237.5 | 237.5
08/01/1982 10:00:00 | 237.5 | 237.5 | 237.5 | 237.5 | 237.5 | 237.5 | 237.5 | 237.5
08/01/1982 11:00:00 | 237.5 | 237.5 | 237.5 | 237.5 | 237.5 | 237.5 | 237.5 | 237.5
08/01/1982 12:00:00 | 237.5 | 237.5 | 237.5 | 237.5 | 237.5 | 237.5 | 237.5 | 237.5
08/01/1982 13:00:00 | 237.5 | 237.5 | 237.5 | 237.5 | 237.5 | 237.5 | 237.5 | 237.5
08/01/1982 14:00:00 | 237.5 | 237.5 | 237.5 | 237.5 | 237.5 | 237.5 | 237.5 | 237.5
08/01/1982 15:00:00 | 237.5 | 237.5 | 237.5 | 237.5 | 237.5 | 237.5 | 237.5 | 237.5
08/01/1982 16:00:00 | 237.5 | 237.5 | 237.5 | 237.5 | 237.5 | 237.5 | 237.5 | 237.5
08/01/1982 17:00:00 | 237.5 | 237.5 | 237.5 | 237.5 | 237.5 | 237.5 | 237.5 | 237.5
08/01/1982 18:00:00 | 237.5 | 237.5 | 237.5 | 237.5 | 237.5 | 237.5 | 237.5 | 237.5
08/01/1982 19:00:00 | 237.5 | 237.5 | 237.5 | 237.5 | 237.5 | 237.5 | 237.5 | 237.5
08/01/1982 20:00:00 | 237.5 | 237.5 | 237.5 | 237.5 | 237.5 | 237.5 | 237.5 | 237.5
08/01/1982 21:00:00 | 237.5 | 237.5 | 237.5 | 237.5 | 237.5 | 237.5 | 237.5 | 237.5
08/01/1982 22:00:00 | 237.5 | 237.5 | 237.5 | 237.5 | 237.5 | 237.5 | 237.5 | 237.5
08/01/1982 23:00:00 | 237.5 | 237.5 | 237.5 | 237.5 | 237.5 | 237.5 | 237.5 | 237.5
09/01/1982 00:00:00 | 237.5 | 237.5 | 237.5 | 237.5 | 237.5 | 237.5 | 237.5 | 237.5
09/01/1982 01:00:00 | 237.5 | 237.5 | 237.5 | 237.5 | 237.5 | 237.5 | 237.5 | 237.5
09/01/1982 02:00:00 | 237.5 | 237.5 | 237.5 | 237.5 | 237.5 | 237.5 | 237.5 | 237.5
09/01/1982 03:00:00 | 237.5 | 237.5 | 237.5 | 237.5 | 237.5 | 237.5 | 237.5 | 237.5
09/01/1982 04:00:00 | 229.3371 | 232.4909 | 235.2485 | 237.5 | 237.5 | 237.5 | 237.5 | 237.5
09/01/1982 05:00:00 | 221.0565 | 227.269 | 230.0874 | 232.7616 | 233.0673 | 234.6024 | 234.8623 | 236.0999
09/01/1982 06:00:00 | 217.0454 | 223.1316 | 227.3184 | 229.3087 | 229.5093 | 230.5941 | 230.9927 | 232.096
09/01/1982 07:00:00 | 215.6668 | 221.3998 | 225.2785 | 227.8336 | 228.0417 | 228.9373 | 229.5531 | 230.5525
09/01/1982 08:00:00 | 220.1176 | 225.4462 | 227.8978 | 229.5709 | 229.6468 | 230.1884 | 230.3711 | 231.0101
09/01/1982 09:00:00 | 221.0914 | 226.8335 | 228.4801 | 230.1573 | 230.6787 | 231.452 | 231.8232 | 232.2488
09/01/1982 10:00:00 | 216.7042 | 224.0991 | 227.1083 | 228.7458 | 229.7555 | 230.9603 | 231.6808 | 232.1152
09/01/1982 11:00:00 | 207.5097 | 217.5118 | 220.8317 | 224.7217 | 227.0697 | 228.2687 | 228.6842 | 228.6018
09/01/1982 12:00:00 | 205.2421 | 216.0712 | 217.3187 | 219.9852 | 222.5786 | 222.7697 | 222.7561 | 220.0638
09/01/1982 13:00:00 | 208.8799 | 216.5842 | 214.5346 | 214.2672 | 215.8878 | 212.9633 | 211.7703 | 206.7749
09/01/1982 14:00:00 | 206.3228 | 210.389 | 205.897 | 203.9885 | 204.5098 | 201.6999 | 199.7782 | 194.5751
09/01/1982 15:00:00 | 202.0801 | 205.0209 | 201.9382 | 201.3567 | 201.8388 | 202.2999 | 202.1005 | 200.5466
09/01/1982 16:00:00 | 205.4583 | 208.7987 | 209.036 | 210.4307 | 211.3495 | 213.1197 | 214.5565 | 215.4111
09/01/1982 17:00:00 | 211.9268 | 216.6599 | 218.3491 | 220.346 | 221.3361 | 222.7534 | 224.2381 | 225.2828
09/01/1982 18:00:00 | 220.4492 | 225.8603 | 227.4098 | 228.4387 | 228.9786 | 229.6334 | 230.0385 | 230.3447
09/01/1982 19:00:00 | 223.3135 | 227.917 | 228.7929 | 229.9267 | 230.6728 | 231.7132 | 232.0387 | 232.2019
09/01/1982 20:00:00 | 213.3353 | 219.4401 | 220.2111 | 222.8025 | 224.9252 | 227.5064 | 228.0806 | 228.2572
09/01/1982 21:00:00 | 195.2711 | 201.0247 | 202.6821 | 206.4338 | 209.1153 | 213.2822 | 215.6402 | 216.5818
09/01/1982 22:00:00 | 177.0382 | 180.3625 | 184.2169 | 189.6596 | 193.4212 | 198.9864 | 202.8602 | 204.9582
09/01/1982 23:00:00 | 168.8736 | 169.2276 | 172.8603 | 177.1934 | 180.9092 | 186.7343 | 191.1133 | 194.2842
10/01/1982 00:00:00 | 169.1208 | 168.6641 | 170.0692 | 172.1143 | 174.6498 | 178.7223 | 183.1724 | 186.2632
10/01/1982 01:00:00 | 172.571 | 173.3862 | 173.4155 | 174.2227 | 175.1259 | 176.3931 | 180.6215 | 183.1922
10/01/1982 02:00:00 | 176.7975 | 180.248 | 180.9808 | 182.2959 | 182.0498 | 181.5942 | 184.5414 | 186.3763
10/01/1982 03:00:00 | 179.1203 | 185.7364 | 187.3777 | 189.4979 | 188.9022 | 188.8291 | 190.5879 | 192.3255
10/01/1982 04:00:00 | 175.7708 | 185.1367 | 186.9859 | 189.7384 | 188.9229 | 189.4491 | 190.9141 | 192.9165
10/01/1982 05:00:00 | 171.0964 | 181.8452 | 183.1085 | 186.4181 | 185.5302 | 185.6893 | 186.0625 | 186.6971
10/01/1982 06:00:00 | 171.0637 | 181.692 | 181.9395 | 185.5718 | 184.8888 | 183.8632 | 182.6163 | 180.6571
10/01/1982 07:00:00 | 168.1195 | 178.498 | 178.7329 | 183.1405 | 182.95 | 181.2553 | 178.8153 | 174.9389
10/01/1982 08:00:00 | 163.8555 | 174.135 | 174.9099 | 180.282 | 180.8588 | 179.4995 | 176.9347 | 172.3807
10/01/1982 09:00:00 | 163.669 | 173.6244 | 175.1403 | 181.4198 | 182.9837 | 182.3072 | 179.6453 | 174.5669
10/01/1982 10:00:00 | 162.4982 | 173.0368 | 176.025 | 183.459 | 185.6843 | 185.672 | 182.7291 | 177.5324
10/01/1982 11:00:00 | 155.9122 | 168.5323 | 173.5851 | 182.5439 | 185.1988 | 186.2088 | 183.97 | 179.8891
10/01/1982 12:00:00 | 146.3172 | 160.4601 | 166.9069 | 176.126 | 178.5043 | 180.4481 | 179.7156 | 177.9937
10/01/1982 13:00:00 | 137.7333 | 150.0495 | 155.661 | 163.0074 | 164.6146 | 167.1201 | 167.9948 | 168.7635
10/01/1982 14:00:00 | 140.47 | 149.0029 | 152.3368 | 157.1503 | 158.2323 | 160.6959 | 161.8145 | 163.0876
10/01/1982 15:00:00 | 160.1664 | 166.4354 | 168.938 | 172.1674 | 172.743 | 174.47 | 175.004 | 175.974
10/01/1982 16:00:00 | 185.2293 | 190.1944 | 192.7721 | 195.1274 | 195.1161 | 195.9201 | 196.0944 | 197.0877
10/01/1982 17:00:00 | 211.2013 | 215.5286 | 217.1538 | 218.5361 | 217.9278 | 217.4885 | 217.1131 | 217.4017
10/01/1982 18:00:00 | 229.6619 | 232.5424 | 233.04 | 233.7308 | 233.334 | 232.9542 | 232.7865 | 232.778
10/01/1982 19:00:00 | 230.5164 | 234.6999 | 235.6273 | 236.957 | 236.5399 | 236.4388 | 236.2068 | 236.3294
10/01/1982 20:00:00 | 216.1799 | 226.0354 | 228.1817 | 230.5797 | 230.4565 | 230.6725 | 229.7929 | 229.4401
10/01/1982 21:00:00 | 191.5491 | 200.4727 | 205.9133 | 212.743 | 213.9147 | 215.5467 | 213.0572 | 211.3631
10/01/1982 22:00:00 | 175.4012 | 181.8956 | 188.012 | 195.573 | 198.4919 | 202.0373 | 200.588 | 199.3301
10/01/1982 23:00:00 | 162.9668 | 168.1935 | 174.1965 | 181.0043 | 184.5764 | 188.5638 | 187.835 | 186.9249
11/01/1982 00:00:00 | 140.4151 | 144.3551 | 151.141 | 158.0789 | 161.7794 | 167.4613 | 167.7028 | 168.865
11/01/1982 01:00:00 | 116.9292 | 119.5055 | 125.5926 | 131.5341 | 134.7794 | 142.661 | 144.9315 | 149.4743
11/01/1982 02:00:00 | 105.4601 | 108.3168 | 114.1413 | 119.2827 | 121.581 | 128.8251 | 132.5969 | 138.8918
11/01/1982 03:00:00 | 111.4455 | 114.7435 | 121.8716 | 127.9505 | 130.6678 | 138.4383 | 142.8972 | 149.6349
11/01/1982 04:00:00 | 126.629 | 129.9333 | 141.2182 | 149.333 | 152.6827 | 160.2282 | 164.1768 | 170.8049
11/01/1982 05:00:00 | 133.0839 | 140.7701 | 155.5456 | 166.1744 | 170.6492 | 178.0021 | 180.6017 | 186.1689
11/01/1982 06:00:00 | 131.777 | 145.5759 | 159.9175 | 170.4661 | 174.3061 | 180.8724 | 182.3293 | 186.9618
11/01/1982 07:00:00 | 151.4623 | 166.1871 | 174.7023 | 182.3281 | 184.858 | 187.64 | 187.309 | 187.9562
11/01/1982 08:00:00 | 190.6571 | 206.7402 | 210.5416 | 216.7549 | 219.085 | 219.5955 | 217.3746 | 213.6606
11/01/1982 09:00:00 | 213.5522 | 228.3389 | 229.6197 | 232.3542 | 233.1953 | 233.3733 | 231.8482 | 229.7365
11/01/1982 10:00:00 | 211.1952 | 225.7417 | 227.0431 | 228.9843 | 229.2396 | 228.7974 | 227.3339 | 223.9925
11/01/1982 11:00:00 | 192.6386 | 207.2072 | 209.5869 | 213.5902 | 214.0957 | 213.2048 | 210.7138 | 207.6256
11/01/1982 12:00:00 | 178.9903 | 194.6677 | 198.7873 | 204.1596 | 205.2666 | 205.8787 | 203.9647 | 201.7574
11/01/1982 13:00:00 | 185.4189 | 201.4433 | 205.9956 | 211.4452 | 212.8538 | 214.1647 | 212.9761 | 211.6993
11/01/1982 14:00:00 | 204.0263 | 217.5639 | 221.679 | 226.5969 | 227.3472 | 227.3653 | 226.2957 | 223.8988
11/01/1982 15:00:00 | 224.6227 | 231.0666 | 231.6621 | 232.5948 | 232.697 | 231.2127 | 229.8098 | 227.7937
11/01/1982 16:00:00 | 234.6624 | 237.5 | 237.0467 | 236.2139 | 235.5445 | 232.9078 | 231.4967 | 229.2271
11/01/1982 17:00:00 | 237.3489 | 237.5 | 237.5 | 236.2186 | 235.1606 | 231.8207 | 230.1833 | 227.4451
11/01/1982 18:00:00 | 232.8188 | 235.3914 | 232.5383 | 231.0739 | 229.8548 | 224.7406 | 219.6021 | 211.3772
11/01/1982 19:00:00 | 225.557 | 227.3885 | 220.8321 | 217.5221 | 215.0556 | 205.9849 | 198.9151 | 187.6826
11/01/1982 20:00:00 | 209.8625 | 208.9178 | 200.098 | 195.1378 | 193.08 | 183.9422 | 175.9144 | 164.163
11/01/1982 21:00:00 | 198.7862 | 194.6201 | 183.7152 | 176.6471 | 174.8507 | 165.9222 | 157.5451 | 145.7885
11/01/1982 22:00:00 | 198.3098 | 193.8772 | 183.1294 | 175.3844 | 173.6618 | 164.3331 | 155.0011 | 142.7969
11/01/1982 23:00:00 | 194.4733 | 192.8557 | 185.2788 | 180.2391 | 179.3965 | 171.8144 | 161.9258 | 149.7895
12/01/1982 00:00:00 | 185.2259 | 185.3515 | 180.376 | 177.8533 | 177.3487 | 170.7663 | 161.1617 | 149.9766
12/01/1982 01:00:00 | 182.2863 | 182.5491 | 176.9776 | 173.8526 | 172.6499 | 164.377 | 154.1756 | 142.5136
12/01/1982 02:00:00 | 174.2087 | 176.3036 | 169.4398 | 164.8376 | 161.2301 | 149.4688 | 139.7572 | 127.8838
12/01/1982 03:00:00 | 143.1847 | 146.691 | 141.5232 | 138.3702 | 134.2142 | 123.6528 | 117.8936 | 110.182
12/01/1982 04:00:00 | 111.1004 | 114.3454 | 111.8991 | 111.3469 | 109.0312 | 102.5801 | 98.4493 | 92.8934
12/01/1982 05:00:00 | 103.2517 | 106.8398 | 106.4666 | 107.0382 | 104.5546 | 99.1428 | 94.5138 | 89.8902
12/01/1982 06:00:00 | 114.867 | 120.5737 | 121.8533 | 123.1201 | 120.078 | 113.7756 | 109.0324 | 105.141
12/01/1982 07:00:00 | 128.2167 | 137.309 | 138.7792 | 141.3391 | 139.6456 | 132.564 | 127.852 | 122.4317
12/01/1982 08:00:00 | 126.2863 | 135.5876 | 135.9662 | 138.9287 | 138.7963 | 133.2747 | 130.4882 | 124.8283
12/01/1982 09:00:00 | 112.628 | 119.8852 | 119.0674 | 121.3165 | 121.8353 | 118.3729 | 117.9854 | 113.887
12/01/1982 10:00:00 | 104.0186 | 110.5706 | 108.4181 | 109.7306 | 110.5293 | 106.6731 | 106.9348 | 103.0436
12/01/1982 11:00:00 | 101.4817 | 106.9121 | 103.4117 | 102.9582 | 103.1528 | 98.4544 | 97.9479 | 93.0441
12/01/1982 12:00:00 | 94.8776 | 99.704 | 94.9297 | 93.038 | 92.4257 | 86.8474 | 85.7559 | 80.94
12/01/1982 13:00:00 | 85.7882 | 90.9797 | 85.8616 | 83.8092 | 82.8793 | 77.2534 | 76.1073 | 71.2651
12/01/1982 14:00:00 | 81.1575 | 86.7516 | 82.3918 | 80.7633 | 79.7471 | 73.5377 | 71.902 | 67.1196
12/01/1982 15:00:00 | 76.0652 | 81.8198 | 78.7236 | 77.7589 | 76.5621 | 70.2256 | 67.9057 | 62.7925
12/01/1982 16:00:00 | 67.4255 | 72.3425 | 70.5814 | 70.2159 | 69.2134 | 63.8879 | 61.385 | 56.8685
12/01/1982 17:00:00 | 61.3548 | 65.5728 | 64.1065 | 63.742 | 63.056 | 58.6022 | 56.9755 | 53.7006
12/01/1982 18:00:00 | 59.9424 | 62.7371 | 61.2025 | 60.4567 | 59.7411 | 56.0897 | 55.1499 | 52.6345
12/01/1982 19:00:00 | 58.99 | 60.7998 | 59.546 | 58.8493 | 57.769 | 54.4954 | 53.6231 | 51.611
12/01/1982 20:00:00 | 56.2871 | 57.6928 | 57.3824 | 57.6407 | 56.6565 | 53.8687 | 52.4476 | 50.443
12/01/1982 21:00:00 | 53.8712 | 54.75 | 55.1626 | 56.4507 | 56.0058 | 54.5042 | 52.4894 | 50.3443
12/01/1982 22:00:00 | 53.3297 | 53.208 | 53.4495 | 54.6587 | 55.0931 | 55.0164 | 53.2796 | 51.3463
12/01/1982 23:00:00 | 54.4731 | 54.4282 | 52.7026 | 52.0607 | 53.1252 | 54.258 | 54.0972 | 53.1661
13/01/1982 00:00:00 | 53.1805 | 54.4055 | 50.9152 | 48.5177 | 48.8372 | 49.2452 | 51.2475 | 51.7985
13/01/1982 01:00:00 | 47.196 | 48.8843 | 45.7315 | 43.4747 | 42.8722 | 41.7218 | 43.6495 | 44.3417
13/01/1982 02:00:00 | 40.5145 | 41.8401 | 39.6199 | 37.6207 | 37.0402 | 35.8183 | 37.2005 | 37.6205
13/01/1982 03:00:00 | 35.374 | 36.8858 | 34.8033 | 33.397 | 32.8843 | 32.0217 | 33.2454 | 33.6713
13/01/1982 04:00:00 | 33.4128 | 34.8818 | 32.9369 | 31.8598 | 31.125 | 29.883 | 30.6743 | 30.6375
13/01/1982 05:00:00 | 33.7045 | 35.2679 | 33.6078 | 33.0907 | 32.3993 | 30.7971 | 30.7894 | 29.8792
13/01/1982 06:00:00 | 34.658 | 36.4487 | 35.3044 | 35.3979 | 34.9359 | 33.3383 | 32.877 | 31.4989
13/01/1982 07:00:00 | 35.0235 | 36.6181 | 36.0866 | 36.7217 | 36.3605 | 34.8609 | 34.1949 | 32.7655
13/01/1982 08:00:00 | 36.518 | 37.616 | 37.1082 | 37.717 | 37.4904 | 35.8442 | 34.7717 | 33.0675
13/01/1982 09:00:00 | 40.3255 | 41.335 | 40.5941 | 41.0532 | 41.2075 | 39.6409 | 38.0222 | 35.452
13/01/1982 10:00:00 | 43.8473 | 45.5946 | 45.176 | 46.06 | 47.0224 | 46.0449 | 44.6751 | 42.0696
13/01/1982 11:00:00 | 44.162 | 47.4396 | 48.1993 | 50.2962 | 51.8817 | 52.1917 | 51.0635 | 48.6832
13/01/1982 12:00:00 | 40.7035 | 44.7615 | 46.6985 | 49.9704 | 51.9427 | 53.5352 | 52.7942 | 51.3281
13/01/1982 13:00:00 | 36.0411 | 39.9151 | 42.2437 | 45.3966 | 47.3863 | 49.7449 | 49.5413 | 48.978
13/01/1982 14:00:00 | 34.0751 | 37.011 | 39.1696 | 42.1339 | 43.6837 | 45.6675 | 45.9158 | 45.9161
13/01/1982 15:00:00 | 34.4627 | 36.3206 | 37.9631 | 40.2304 | 41.3138 | 42.6559 | 42.7376 | 42.6917
13/01/1982 16:00:00 | 39.9346 | 40.4344 | 41.4381 | 42.6138 | 43.0158 | 43.1213 | 42.485 | 41.9336
13/01/1982 17:00:00 | 52.1765 | 51.9973 | 52.5733 | 53.206 | 53.1147 | 51.9582 | 50.2326 | 48.6081
13/01/1982 18:00:00 | 60.5876 | 60.1314 | 60.017 | 60.5769 | 61.4164 | 61.9248 | 60.7381 | 59.3057
13/01/1982 19:00:00 | 67.6809 | 69.1271 | 70.178 | 72.2322 | 73.7353 | 75.6094 | 73.7778 | 72.1274
13/01/1982 20:00:00 | 68.9931 | 70.7754 | 72.0701 | 74.1838 | 75.1462 | 77.2143 | 77.1774 | 77.6793
13/01/1982 21:00:00 | 63.3479 | 63.2256 | 62.8406 | 62.9004 | 63.7568 | 66.5058 | 69.6608 | 72.8662
13/01/1982 22:00:00 | 59.0111 | 58.0309 | 57.2092 | 56.6093 | 56.5431 | 57.299 | 58.9426 | 60.8097
13/01/1982 23:00:00 | 53.3273 | 52.3343 | 51.7214 | 50.8473 | 50.0077 | 49.0823 | 48.999 | 49.3895
14/01/1982 00:00:00 | 44.1713 | 44.2789 | 44.89 | 45.1808 | 45.0083 | 44.6906 | 44.8392 | 45.2334
14/01/1982 01:00:00 | 35.5782 | 36.0791 | 36.8957 | 37.8364 | 38.6099 | 39.5964 | 41.6779 | 43.0957
14/01/1982 02:00:00 | 32.998 | 33.3033 | 33.4626 | 34.0678 | 34.9255 | 36.3363 | 38.9085 | 40.4846
14/01/1982 03:00:00 | 32.6786 | 32.3091 | 32.2405 | 32.3751 | 32.6151 | 33.4626 | 34.3092 | 35.1454
14/01/1982 04:00:00 | 34.6929 | 33.5116 | 33.2097 | 32.6663 | 31.9917 | 31.7049 | 31.2155 | 31.5224
14/01/1982 05:00:00 | 38.893 | 37.8863 | 37.5775 | 36.9074 | 35.7966 | 34.8605 | 33.3737 | 32.9147
14/01/1982 06:00:00 | 38.2147 | 37.2126 | 37.1504 | 36.6964 | 35.9405 | 34.8937 | 33.145 | 32.2145
14/01/1982 07:00:00 | 37.8436 | 36.391 | 36.4249 | 35.9737 | 35.4683 | 34.3959 | 32.3117 | 30.984
14/01/1982 08:00:00 | 37.0018 | 36.0477 | 36.0608 | 35.9011 | 35.6953 | 35.2012 | 33.6535 | 32.6273
14/01/1982 09:00:00 | 29.7309 | 29.4463 | 29.7029 | 30.0319 | 30.3034 | 30.8466 | 30.6229 | 30.5957
14/01/1982 10:00:00 | 20.2802 | 20.3679 | 20.8828 | 21.3587 | 21.7127 | 22.5797 | 22.8287 | 23.2902
14/01/1982 11:00:00 | 13.0929 | 13.2798 | 13.5833 | 13.71 | 13.894 | 14.3211 | 14.3859 | 14.6732
14/01/1982 12:00:00 | 8.6414 | 8.9694 | 9.2547 | 9.3533 | 9.5369 | 9.7172 | 9.6301 | 9.6685
14/01/1982 13:00:00 | 4.4279 | 4.8723 | 5.5029 | 5.8365 | 6.0606 | 6.2949 | 6.3627 | 6.5442
14/01/1982 14:00:00 | 1.1208 | 1.2316 | 1.6695 | 1.9066 | 2.1053 | 2.4492 | 2.7361 | 3.1716
14/01/1982 15:00:00 | 2.0312 | 1.8715 | 2.0708 | 2.1139 | 2.1068 | 2.1474 | 2.2031 | 2.385
14/01/1982 16:00:00 | 8.7178 | 8.3409 | 8.0134 | 7.6685 | 7.4382 | 6.8389 | 6.4039 | 5.9366
14/01/1982 17:00:00 | 19.7956 | 19.2692 | 18.6977 | 18.1963 | 17.6784 | 16.3222 | 15.4449 | 14.4257
14/01/1982 18:00:00 | 30.7046 | 30.3446 | 29.8681 | 29.7375 | 29.2858 | 28.0925 | 26.9764 | 25.9448
14/01/1982 19:00:00 | 34.7625 | 33.9793 | 33.1832 | 33.0668 | 33.1361 | 32.7399 | 31.919 | 30.7808
14/01/1982 20:00:00 | 39.0359 | 37.1301 | 35.7833 | 35.3011 | 35.6264 | 35.5713 | 35.7713 | 35.235
14/01/1982 21:00:00 | 44.9093 | 42.6591 | 41.5394 | 40.9396 | 41.3672 | 41.7054 | 43.0143 | 43.3934
14/01/1982 22:00:00 | 47.1138 | 45.2712 | 44.7044 | 44.6324 | 45.483 | 46.6769 | 48.5865 | 49.4248
14/01/1982 23:00:00 | 45.9893 | 45.1752 | 45.6887 | 46.6932 | 48.3348 | 49.9941 | 50.6611 | 50.5356
15/01/1982 00:00:00 | 48.4542 | 48.9234 | 51.5715 | 54.0594 | 55.7209 | 57.2886 | 56.8998 | 56.5133
15/01/1982 01:00:00 | 51.5317 | 52.3299 | 54.663 | 56.9191 | 58.1324 | 60.2459 | 60.549 | 61.2901
15/01/1982 02:00:00 | 43.684 | 43.322 | 43.7531 | 44.4006 | 44.7077 | 46.0566 | 46.7895 | 47.9985
15/01/1982 03:00:00 | 34.693 | 34.233 | 34.7519 | 35.1866 | 35.2331 | 35.9269 | 36.2353 | 37.0821
15/01/1982 04:00:00 | 37.4925 | 36.9819 | 38.2447 | 39.0625 | 39.3375 | 40.1884 | 40.61 | 41.539
15/01/1982 05:00:00 | 49.2647 | 48.2286 | 49.2046 | 49.8965 | 50.3977 | 51.4838 | 52.3727 | 53.4236
15/01/1982 06:00:00 | 58.484 | 56.716 | 57.0569 | 57.243 | 57.5053 | 58.4642 | 59.5355 | 60.6908
15/01/1982 07:00:00 | 57.1645 | 54.81 | 54.5486 | 54.5185 | 54.6302 | 55.9551 | 57.1816 | 58.7247
15/01/1982 08:00:00 | 57.2027 | 54.8931 | 53.6519 | 53.622 | 53.41 | 54.7 | 55.7811 | 56.9643
15/01/1982 09:00:00 | 88.1348 | 85.0002 | 77.9088 | 74.3857 | 72.153 | 69.9088 | 68.9406 | 66.9698
15/01/1982 10:00:00 | 159.6007 | 158.9223 | 142.3011 | 131.9164 | 128.0057 | 117.9664 | 112.8164 | 103.3577
15/01/1982 11:00:00 | 162.5914 | 169.6841 | 164.6905 | 162.1809 | 162.533 | 156.8697 | 154.1277 | 147.1946
15/01/1982 12:00:00 | 122.5836 | 129.2947 | 132.347 | 136.3692 | 139.0468 | 141.883 | 144.4695 | 145.615
15/01/1982 13:00:00 | 125.7339 | 129.7232 | 131.2348 | 132.9896 | 134.8281 | 137.0009 | 140.3294 | 142.4348
15/01/1982 14:00:00 | 141.7856 | 142.3221 | 144.0431 | 143.5994 | 144.1334 | 144.6828 | 147.6676 | 150.6479
15/01/1982 15:00:00 | 148.9845 | 148.9798 | 152.0879 | 151.7865 | 150.9104 | 150.3689 | 151.2774 | 154.3509
15/01/1982 16:00:00 | 158.6626 | 159.0215 | 162.2603 | 162.1773 | 160.381 | 159.5433 | 158.8289 | 161.4198
15/01/1982 17:00:00 | 171.2462 | 172.5714 | 171.6394 | 170.5487 | 169.3403 | 168.4529 | 167.7664 | 168.0883
15/01/1982 18:00:00 | 177.638 | 182.8708 | 180.0925 | 179.8492 | 180.5164 | 180.0838 | 179.5581 | 177.1986
15/01/1982 19:00:00 | 195.5397 | 200.4786 | 196.9684 | 195.563 | 196.5651 | 194.824 | 194.8168 | 191.6616
15/01/1982 20:00:00 | 205.0119 | 206.0598 | 200.7967 | 196.7847 | 196.4879 | 192.4805 | 192.5052 | 189.1259
15/01/1982 21:00:00 | 206.5363 | 204.4717 | 197.0712 | 190.697 | 188.8326 | 182.5882 | 181.3015 | 177.0564
15/01/1982 22:00:00 | 205.2104 | 202.0341 | 195.4319 | 189.4047 | 187.4381 | 181.8648 | 180.6233 | 177.3064
15/01/1982 23:00:00 | 192.5008 | 189.7921 | 187.0613 | 184.416 | 184.1881 | 183.8659 | 185.7159 | 186.813
16/01/1982 00:00:00 | 186.2452 | 184.7779 | 184.1525 | 183.3463 | 183.7697 | 185.971 | 189.2614 | 192.6606
16/01/1982 01:00:00 | 190.755 | 193.1415 | 193.5716 | 194.4816 | 195.2011 | 197.7739 | 200.4128 | 203.1635
16/01/1982 02:00:00 | 197.2972 | 202.4203 | 203.528 | 205.9001 | 208.2046 | 212.7071 | 216.3703 | 219.1484
16/01/1982 03:00:00 | 199.7223 | 204.4732 | 206.9158 | 210.4617 | 213.8455 | 219.9599 | 224.7566 | 227.5825
16/01/1982 04:00:00 | 208.8914 | 212.7154 | 214.1795 | 216.3509 | 218.4257 | 221.2801 | 224.7256 | 226.8058
16/01/1982 05:00:00 | 218.46 | 224.7446 | 226.7885 | 228.5397 | 230.246 | 232.0071 | 233.8549 | 234.4034
16/01/1982 06:00:00 | 228.826 | 234.1326 | 236.3439 | 237.5 | 237.5 | 237.5 | 237.5 | 237.5
16/01/1982 07:00:00 | 237.5 | 237.5 | 237.5 | 237.5 | 237.5 | 237.5 | 237.5 | 237.5
16/01/1982 08:00:00 | 237.5 | 237.5 | 237.5 | 237.5 | 237.5 | 237.5 | 237.5 | 237.5
16/01/1982 09:00:00 | 237.5 | 237.5 | 237.5 | 237.5 | 237.5 | 237.5 | 237.5 | 237.5
16/01/1982 10:00:00 | 237.5 | 237.5 | 237.5 | 237.5 | 237.5 | 237.5 | 237.5 | 237.5
16/01/1982 11:00:00 | 237.5 | 237.5 | 237.5 | 237.5 | 237.5 | 237.5 | 237.5 | 237.5
16/01/1982 12:00:00 | 229.5921 | 235.3878 | 236.1484 | 237.5 | 237.5 | 237.5 | 237.5 | 237.5
16/01/1982 13:00:00 | 216.1709 | 228.6101 | 229.4241 | 232.4027 | 236.1213 | 237.5 | 237.5 | 237.5
16/01/1982 14:00:00 | 206.0709 | 223.2081 | 226.1587 | 230.2164 | 233.9325 | 237.5 | 237.5 | 237.5
16/01/1982 15:00:00 | 208.6119 | 225.7982 | 228.1481 | 232.0531 | 235.1189 | 237.5 | 237.5 | 237.5
16/01/1982 16:00:00 | 220.1464 | 230.4907 | 232.5238 | 235.7211 | 237.5 | 237.5 | 237.5 | 237.5
16/01/1982 17:00:00 | 232.6351 | 237.177 | 237.5 | 237.5 | 237.5 | 237.5 | 236.6879 | 234.6411
16/01/1982 18:00:00 | 237.5 | 237.5 | 237.5 | 237.5 | 237.5 | 234.7563 | 231.094 | 227.2714
16/01/1982 19:00:00 | 237.5 | 237.5 | 237.5 | 234.9166 | 232.1058 | 224.4071 | 215.1391 | 205.6859
16/01/1982 20:00:00 | 232.6403 | 230.8264 | 227.4682 | 218.8074 | 211.5858 | 195.6955 | 187.1391 | 178.3149
16/01/1982 21:00:00 | 212.9411 | 208.8658 | 201.9616 | 192.3816 | 186.7684 | 174.282 | 170.6331 | 165.4631
16/01/1982 22:00:00 | 185.7516 | 185.4402 | 180.6067 | 175.8354 | 175.257 | 170.8716 | 172.9896 | 171.5428
16/01/1982 23:00:00 | 157.4318 | 161.8376 | 158.3531 | 158.0784 | 161.6131 | 163.8117 | 170.1455 | 170.7145
17/01/1982 00:00:00 | 137.1668 | 144.051 | 140.8179 | 143.0452 | 148.0894 | 152.987 | 160.3953 | 160.8163
17/01/1982 01:00:00 | 128.6624 | 135.4843 | 132.7671 | 135.7914 | 140.3076 | 145.0264 | 150.1144 | 149.573
17/01/1982 02:00:00 | 125.3207 | 130.3304 | 127.9672 | 130.3588 | 133.7452 | 137.1986 | 140.4447 | 139.4234
17/01/1982 03:00:00 | 137.3084 | 140.7364 | 136.5127 | 135.9885 | 137.3755 | 137.5655 | 138.2619 | 135.5718
17/01/1982 04:00:00 | 146.9692 | 147.9828 | 141.5914 | 138.0202 | 137.1502 | 133.821 | 131.3261 | 126.6732
17/01/1982 05:00:00 | 136.1267 | 137.1975 | 131.7695 | 129.0204 | 129.1358 | 127.4628 | 126.1424 | 122.7713
17/01/1982 06:00:00 | 127.9126 | 128.8007 | 124.4881 | 122.5991 | 123.8549 | 124.328 | 125.0598 | 123.2335
17/01/1982 07:00:00 | 123.4297 | 124.8768 | 120.1984 | 118.3714 | 119.684 | 119.9056 | 120.3562 | 117.8129
17/01/1982 08:00:00 | 111.2272 | 114.4419 | 109.5681 | 108.646 | 110.4255 | 110.8803 | 111.268 | 108.0001
17/01/1982 09:00:00 | 82.109 | 85.7063 | 83.3119 | 84.2585 | 86.0647 | 87.2721 | 87.8939 | 85.8063
17/01/1982 10:00:00 | 49.4326 | 53.7759 | 54.2243 | 56.9871 | 58.8039 | 60.7705 | 61.1729 | 59.8461
17/01/1982 11:00:00 | 34.5635 | 38.2889 | 39.9122 | 42.7742 | 44.1638 | 45.9273 | 46.4333 | 46.2276
17/01/1982 12:00:00 | 34.8233 | 37.1675 | 38.9896 | 40.8186 | 41.298 | 42.2008 | 42.3699 | 42.8554
17/01/1982 13:00:00 | 44.1007 | 44.9535 | 46.6364 | 46.7938 | 45.7805 | 44.8626 | 44.0344 | 44.5196
17/01/1982 14:00:00 | 58.5885 | 58.9755 | 61.3163 | 60.1009 | 57.4031 | 54.3046 | 51.5367 | 51.4645
17/01/1982 15:00:00 | 75.7433 | 75.3308 | 78.5536 | 77.2592 | 73.1977 | 68.3179 | 63.063 | 61.8177
17/01/1982 16:00:00 | 88.8842 | 85.1153 | 87.5549 | 85.6263 | 81.9007 | 77.3112 | 71.3848 | 70.1882
17/01/1982 17:00:00 | 104.5767 | 99.2879 | 100.3857 | 97.117 | 92.5442 | 87.1583 | 80.7092 | 78.8211
17/01/1982 18:00:00 | 135.6864 | 129.0484 | 126.3107 | 119.1206 | 109.5687 | 97.1466 | 85.6022 | 79.8709
17/01/1982 19:00:00 | 150.1731 | 135.8895 | 127.4202 | 114.6701 | 103.3204 | 87.6626 | 77.332 | 71.2689
17/01/1982 20:00:00 | 128.9138 | 112.8456 | 106.0271 | 95.7207 | 87.7205 | 77.1669 | 70.0435 | 66.8446
17/01/1982 21:00:00 | 113.1115 | 99.3492 | 94.4291 | 85.8616 | 79.5174 | 70.5581 | 64.4187 | 61.4045
17/01/1982 22:00:00 | 106.5062 | 93.625 | 87.6691 | 79.3933 | 73.3972 | 65.528 | 60.5878 | 57.9164
17/01/1982 23:00:00 | 100.0288 | 89.7548 | 85.4998 | 79.04 | 74.4767 | 68.857 | 65.1506 | 63.4637
18/01/1982 00:00:00 | 101.332 | 94.0758 | 91.1198 | 85.6977 | 81.6537 | 76.6502 | 72.1799 | 70.559
18/01/1982 01:00:00 | 113.5814 | 106.5857 | 102.834 | 96.3818 | 90.6762 | 83.3414 | 77.1727 | 73.7189
18/01/1982 02:00:00 | 113.2767 | 106.2121 | 101.6937 | 94.598 | 88.1877 | 79.4616 | 72.3768 | 68.3182
18/01/1982 03:00:00 | 88.5693 | 83.1276 | 79.9693 | 74.8056 | 70.0743 | 63.7095 | 58.6289 | 56.0049
18/01/1982 04:00:00 | 67.9353 | 63.5717 | 61.6616 | 58.3697 | 55.0289 | 51.2117 | 48.1173 | 47.0273
18/01/1982 05:00:00 | 59.6531 | 56.6341 | 54.9306 | 52.8964 | 50.4493 | 47.6935 | 45.7442 | 45.0099
18/01/1982 06:00:00 | 65.2144 | 61.779 | 57.966 | 55.319 | 53.4186 | 50.9996 | 49.6639 | 48.369
18/01/1982 07:00:00 | 86.4815 | 82.9131 | 77.4877 | 73.0089 | 69.9211 | 65.5864 | 62.6411 | 59.9634
18/01/1982 08:00:00 | 111.9981 | 108.6382 | 103.0619 | 98.3098 | 93.8626 | 86.8118 | 81.5621 | 77.1729
18/01/1982 09:00:00 | 127.5084 | 124.8783 | 119.0034 | 113.1383 | 107.9191 | 100.2168 | 94.0729 | 88.8979
18/01/1982 10:00:00 | 117.5303 | 118.4529 | 114.7464 | 111.3184 | 108.0081 | 102.9553 | 99.0877 | 95.7208
18/01/1982 11:00:00 | 95.9751 | 98.6531 | 98.1694 | 97.977 | 97.3833 | 96.5793 | 95.7724 | 95.2252
18/01/1982 12:00:00 | 79.6109 | 82.685 | 83.7584 | 84.5087 | 84.6557 | 85.2649 | 85.7466 | 86.692
18/01/1982 13:00:00 | 65.1967 | 69.2843 | 71.7476 | 73.8956 | 74.0272 | 74.8988 | 75.6105 | 77.2238
18/01/1982 14:00:00 | 58.2477 | 62.3485 | 65.6546 | 68.3671 | 68.6516 | 69.4857 | 69.1262 | 69.8876
18/01/1982 15:00:00 | 61.911 | 64.3225 | 67.2953 | 69.3641 | 69.1459 | 69.327 | 67.4927 | 67.4246
18/01/1982 16:00:00 | 75.9371 | 78.1946 | 80.6946 | 82.3561 | 81.3121 | 80.2889 | 77.1221 | 76.0843
18/01/1982 17:00:00 | 99.9206 | 103.299 | 104.5971 | 105.8014 | 104.23 | 101.5234 | 96.6368 | 93.3451
18/01/1982 18:00:00 | 123.6271 | 125.6129 | 124.7532 | 123.6872 | 120.9029 | 115.938 | 110.6605 | 106.4975
18/01/1982 19:00:00 | 131.0635 | 130.2581 | 127.6933 | 125.4864 | 122.9655 | 119.0864 | 116.057 | 113.5751
18/01/1982 20:00:00 | 128.8892 | 129.5241 | 127.2376 | 126.7029 | 125.6819 | 124.1066 | 122.2776 | 120.1151
18/01/1982 21:00:00 | 128.8453 | 131.7428 | 128.9748 | 128.9615 | 128.2896 | 126.5623 | 125.0899 | 122.4248
18/01/1982 22:00:00 | 133.5009 | 135.1542 | 130.03 | 127.7611 | 126.8211 | 123.8026 | 122.8852 | 119.8315
18/01/1982 23:00:00 | 137.2854 | 136.1088 | 129.7332 | 125.4896 | 123.7694 | 118.9176 | 117.4755 | 113.7905
19/01/1982 00:00:00 | 128.3864 | 125.3974 | 120.7572 | 115.8029 | 111.4557 | 103.8843 | 99.8859 | 96.0537
19/01/1982 01:00:00 | 119.4843 | 114.6756 | 109.1847 | 103.5481 | 98.8528 | 90.9304 | 86.2198 | 82.5354
19/01/1982 02:00:00 | 118.3412 | 113.5738 | 106.9847 | 101.7544 | 98.6726 | 92.4923 | 89.5241 | 86.028
19/01/1982 03:00:00 | 120.7902 | 117.8094 | 112.1885 | 107.4446 | 105.5749 | 101.0884 | 99.5183 | 96.4131
19/01/1982 04:00:00 | 120.4744 | 118.1428 | 114.2814 | 111.0024 | 109.1231 | 104.9762 | 103.4265 | 100.9305
19/01/1982 05:00:00 | 119.3542 | 116.3495 | 112.3358 | 108.8142 | 106.1501 | 101.9221 | 99.0433 | 95.9886
19/01/1982 06:00:00 | 114.2417 | 110.6585 | 106.0536 | 102.3315 | 99.827 | 95.1553 | 91.5186 | 87.9674
19/01/1982 07:00:00 | 100.8411 | 98.3659 | 94.8299 | 91.9404 | 90.1099 | 86.745 | 84.6536 | 82.2864
19/01/1982 08:00:00 | 94.0565 | 93.1229 | 88.5553 | 86.462 | 85.2581 | 82.8162 | 81.7994 | 79.5745
19/01/1982 09:00:00 | 92.516 | 93.928 | 89.1015 | 87.7703 | 87.109 | 85.4483 | 84.5479 | 81.9652
19/01/1982 10:00:00 | 84.8644 | 87.6688 | 84.5338 | 84.2981 | 84.1327 | 83.3256 | 82.4356 | 80.1189
19/01/1982 11:00:00 | 71.549 | 74.8272 | 73.054 | 73.252 | 72.9287 | 72.0525 | 70.9084 | 69.1807
19/01/1982 12:00:00 | 61.9181 | 64.3909 | 64.2819 | 64.766 | 64.2738 | 63.3302 | 61.7313 | 60.3749
19/01/1982 13:00:00 | 59.778 | 60.8146 | 61.4406 | 61.4225 | 60.339 | 58.8542 | 57.2458 | 56.7075
19/01/1982 14:00:00 | 63.5953 | 63.1085 | 63.6644 | 62.5312 | 60.5162 | 57.8914 | 56.2114 | 56.0056
19/01/1982 15:00:00 | 71.3226 | 69.4966 | 69.7471 | 67.5589 | 64.6862 | 60.7579 | 58.3288 | 58.0082
19/01/1982 16:00:00 | 80.4115 | 76.998 | 77.1712 | 74.085 | 70.5092 | 66.0158 | 63.4771 | 63.2687
19/01/1982 17:00:00 | 91.0614 | 86.2387 | 86.0521 | 82.726 | 79.1441 | 74.3573 | 71.8745 | 71.8538
19/01/1982 18:00:00 | 104.8759 | 100.0907 | 99.2716 | 95.4412 | 91.5904 | 86.3755 | 83.9612 | 83.5276
19/01/1982 19:00:00 | 114.8831 | 111.2419 | 109.8453 | 105.9084 | 102.2021 | 96.6616 | 93.4651 | 92.0296
19/01/1982 20:00:00 | 113.9958 | 111.4496 | 109.5846 | 106.1072 | 102.8559 | 97.9981 | 94.7369 | 92.8521
19/01/1982 21:00:00 | 107.6934 | 105.2806 | 103.235 | 100.1387 | 97.4718 | 93.1352 | 90.4306 | 88.4907
19/01/1982 22:00:00 | 95.5216 | 92.6555 | 90.3068 | 86.9688 | 84.9973 | 81.4195 | 79.5485 | 77.9721
19/01/1982 23:00:00 | 73.4284 | 70.4381 | 69.0492 | 66.7501 | 65.3046 | 62.9427 | 61.6416 | 60.7976
20/01/1982 00:00:00 | 56.4385 | 53.5261 | 53.0509 | 51.5793 | 50.2343 | 48.6089 | 47.2322 | 46.8791
20/01/1982 01:00:00 | 51.6444 | 48.1141 | 47.7705 | 46.002 | 44.2653 | 42.2489 | 40.4874 | 40.1044
20/01/1982 02:00:00 | 51.1706 | 46.9545 | 46.281 | 44.3111 | 42.1304 | 39.5008 | 37.3206 | 36.7561
20/01/1982 03:00:00 | 53.7901 | 48.582 | 47.3231 | 44.763 | 42.3508 | 39.3609 | 36.8149 | 35.9216
20/01/1982 04:00:00 | 65.4075 | 58.093 | 55.2949 | 51.0421 | 47.3812 | 42.8433 | 39.2315 | 37.2555
20/01/1982 05:00:00 | 75.236 | 67.5804 | 62.8379 | 56.7611 | 52.6524 | 46.5308 | 42.2742 | 39.5329
20/01/1982 06:00:00 | 75.2021 | 68.6748 | 64.0803 | 58.2759 | 54.7249 | 49.1793 | 45.1618 | 42.5884
20/01/1982 07:00:00 | 73.237 | 67.2436 | 63.1826 | 57.9167 | 55.0279 | 50.1969 | 46.9882 | 44.7187
20/01/1982 08:00:00 | 71.1297 | 65.3336 | 61.3478 | 56.4387 | 53.7839 | 49.1169 | 46.0543 | 43.8835
20/01/1982 09:00:00 | 62.4181 | 57.293 | 54.4924 | 50.5886 | 47.9454 | 43.7906 | 41.1124 | 39.0313
20/01/1982 10:00:00 | 44.6459 | 42.3714 | 41.4253 | 39.4452 | 37.6788 | 35.1558 | 33.5553 | 32.6623
20/01/1982 11:00:00 | 31.4657 | 31.2686 | 32.0386 | 31.9361 | 30.8851 | 29.7625 | 28.3377 | 28.1162
20/01/1982 12:00:00 | 28.0117 | 28.5456 | 30.0096 | 30.6766 | 30.0474 | 29.5132 | 28.1124 | 28.0009
20/01/1982 13:00:00 | 26.7388 | 27.6234 | 29.3302 | 30.561 | 30.9759 | 31.6908 | 31.2228 | 31.3778
20/01/1982 14:00:00 | 21.89 | 23.7162 | 25.6316 | 27.7828 | 29.2839 | 31.8835 | 32.2517 | 32.8796
20/01/1982 15:00:00 | 18.481 | 20.9061 | 23.1023 | 25.8798 | 27.5628 | 31.1573 | 31.9399 | 32.8595
20/01/1982 16:00:00 | 19.3439 | 22.032 | 24.2697 | 27.1333 | 29.1386 | 32.7282 | 34.2857 | 35.67
20/01/1982 17:00:00 | 21.5368 | 24.3808 | 26.4497 | 29.6342 | 31.3949 | 34.6148 | 36.7414 | 38.7064
20/01/1982 18:00:00 | 24.9928 | 27.7783 | 29.2919 | 31.7715 | 33.1525 | 35.5551 | 37.2557 | 38.3666
20/01/1982 19:00:00 | 30.1436 | 33.8602 | 34.8503 | 36.9771 | 38.2452 | 40.0573 | 40.209 | 39.8428
20/01/1982 20:00:00 | 33.9228 | 38.5599 | 40.5339 | 43.1321 | 43.5516 | 44.1739 | 42.4863 | 41.2516
20/01/1982 21:00:00 | 33.8734 | 37.9101 | 40.2301 | 42.7071 | 42.4554 | 42.2087 | 39.7953 | 38.5229
20/01/1982 22:00:00 | 33.3356 | 37.182 | 39.2699 | 41.6874 | 41.7592 | 41.5535 | 39.6427 | 38.377
20/01/1982 23:00:00 | 32.469 | 36.7588 | 39.7666 | 43.1039 | 44.3323 | 45.4689 | 44.8529 | 44.2069
21/01/1982 00:00:00 | 29.0583 | 33.3084 | 37.0407 | 41.3024 | 42.9873 | 46.0873 | 47.2051 | 48.8813
21/01/1982 01:00:00 | 27.6984 | 31.5391 | 34.6976 | 38.3669 | 39.2818 | 42.3542 | 42.8015 | 44.5993
21/01/1982 02:00:00 | 29.0198 | 32.3058 | 34.4849 | 36.9464 | 36.9269 | 38.3216 | 37.4338 | 37.9829
21/01/1982 03:00:00 | 29.3285 | 31.8679 | 33.2531 | 34.7024 | 34.9223 | 35.7338 | 35.7077 | 36.1376
21/01/1982 04:00:00 | 30.0427 | 33.023 | 34.3555 | 36.5546 | 38.1587 | 40.7322 | 42.3954 | 43.4271
21/01/1982 05:00:00 | 36.0388 | 39.208 | 40.7175 | 42.9519 | 44.3772 | 47.4916 | 49.8734 | 51.8981
21/01/1982 06:00:00 | 38.8805 | 40.4837 | 41.7183 | 43.1129 | 44.1542 | 46.9766 | 49.0268 | 51.2649
21/01/1982 07:00:00 | 37.915 | 38.8576 | 39.8712 | 40.5899 | 41.2273 | 43.3325 | 44.1178 | 45.2846
21/01/1982 08:00:00 | 35.3481 | 34.3817 | 34.5604 | 33.5775 | 32.8393 | 33.5577 | 34.2262 | 35.1689
21/01/1982 09:00:00 | 23.3386 | 22.5433 | 22.9783 | 23.2741 | 23.0427 | 23.895 | 24.2352 | 24.5227
21/01/1982 10:00:00 | 15.0586 | 14.9334 | 15.1401 | 15.5653 | 15.6285 | 15.7541 | 15.105 | 14.5849
21/01/1982 11:00:00 | 9.3516 | 8.8384 | 8.5929 | 8.1014 | 7.6733 | 7.0249 | 6.4223 | 6.1031
21/01/1982 12:00:00 | 3.8229 | 3.1302 | 3.0675 | 2.7943 | 2.5246 | 2.1994 | 1.9683 | 1.967
21/01/1982 13:00:00 | 3.2579 | 3.1498 | 3.2949 | 3.4632 | 3.7864 | 4.3066 | 4.8013 | 5.1727
21/01/1982 14:00:00 | 9.0507 | 10.242 | 10.8156 | 11.7638 | 12.4428 | 13.5622 | 14.2061 | 14.6272
21/01/1982 15:00:00 | 21.1301 | 23.3337 | 24.1381 | 25.2563 | 25.3367 | 25.9471 | 25.8278 | 25.9724
21/01/1982 16:00:00 | 35.3242 | 37.5201 | 37.3681 | 37.6178 | 37.0101 | 36.6922 | 35.747 | 35.4171
21/01/1982 17:00:00 | 48.3475 | 51.8161 | 50.839 | 50.816 | 50.7491 | 50.4183 | 49.957 | 49.1624
21/01/1982 18:00:00 | 61.8568 | 68.0147 | 68.5182 | 69.7458 | 69.8893 | 69.6378 | 70.501 | 70.6721
21/01/1982 19:00:00 | 84.0982 | 92.4915 | 94.7871 | 97.3833 | 97.1777 | 97.0969 | 98.493 | 99.6897
21/01/1982 20:00:00 | 92.9053 | 101.8644 | 103.3926 | 105.6273 | 105.0473 | 105.3443 | 105.7967 | 106.7029
21/01/1982 21:00:00 | 89.6818 | 98.9752 | 100.0654 | 102.0737 | 100.7998 | 100.1262 | 99.1532 | 99.0229
21/01/1982 22:00:00 | 97.6216 | 105.3154 | 105.7676 | 106.7792 | 105.3547 | 103.8105 | 103.7121 | 103.8227
21/01/1982 23:00:00 | 109.3776 | 113.6865 | 112.7832 | 112.4285 | 112.2895 | 112.5216 | 115.1297 | 116.8555
22/01/1982 00:00:00 | 125.6513 | 127.2863 | 126.5158 | 126.2686 | 127.353 | 130.1214 | 134.3015 | 137.3802
22/01/1982 01:00:00 | 149.2886 | 151.3867 | 150.9518 | 150.4107 | 150.982 | 152.8997 | 156.6862 | 159.9288
22/01/1982 02:00:00 | 165.6658 | 170.8 | 172.6513 | 173.7634 | 174.1021 | 175.7538 | 178.1459 | 180.9889
22/01/1982 03:00:00 | 176.5701 | 184.5692 | 189.2052 | 193.3049 | 195.3914 | 199.1203 | 202.0762 | 204.9489
22/01/1982 04:00:00 | 198.7115 | 209.8066 | 215.8445 | 222.7025 | 227.0274 | 230.4178 | 232.9262 | 234.8984
22/01/1982 05:00:00 | 228.7786 | 233.5208 | 236.7614 | 237.5 | 237.5 | 237.5 | 237.5 | 237.5
22/01/1982 06:00:00 | 237.442 | 237.5 | 237.5 | 237.5 | 237.5 | 237.5 | 237.5 | 237.5
22/01/1982 07:00:00 | 219.2616 | 220.9523 | 225.0518 | 223.8525 | 215.9488 | 209.0579 | 196.8629 | 193.1991
22/01/1982 08:00:00 | 145.481 | 140.2315 | 140.4912 | 137.6906 | 130.4952 | 123.9478 | 116.2353 | 113.4778
22/01/1982 09:00:00 | 109.8581 | 107.4686 | 105.9054 | 105.8907 | 105.7972 | 105.1901 | 105.7477 | 105.2342
22/01/1982 10:00:00 | 130.1613 | 134.8695 | 133.1083 | 134.7639 | 137.0521 | 138.6639 | 140.7569 | 139.4443
22/01/1982 11:00:00 | 165.9918 | 172.7107 | 171.256 | 173.5418 | 177.054 | 180.3966 | 183.0012 | 181.8344
22/01/1982 12:00:00 | 187.6272 | 191.4738 | 190.7797 | 191.6747 | 193.6884 | 195.0443 | 196.7325 | 196.1749
22/01/1982 13:00:00 | 184.3526 | 188.9438 | 188.9765 | 191.1669 | 194.2207 | 196.8839 | 200.0669 | 200.2254
22/01/1982 14:00:00 | 169.7655 | 177.1163 | 178.2353 | 182.047 | 185.7774 | 189.9965 | 193.7691 | 194.4388
22/01/1982 15:00:00 | 160.8941 | 165.4935 | 166.7621 | 168.2856 | 168.9841 | 170.0067 | 170.0023 | 169.843
22/01/1982 16:00:00 | 139.6783 | 139.0294 | 139.4602 | 138.2113 | 136.7442 | 134.9329 | 132.8431 | 132.221
22/01/1982 17:00:00 | 116.6143 | 113.0467 | 113.5319 | 110.6783 | 108.5359 | 105.556 | 103.2561 | 102.7895
22/01/1982 18:00:00 | 88.8883 | 86.6234 | 90.9386 | 94.2712 | 98.5519 | 105.1737 | 108.2764 | 112.3491
22/01/1982 19:00:00 | 70.8405 | 75.443 | 81.814 | 90.411 | 98.3885 | 110.8972 | 117.3697 | 122.3443
22/01/1982 20:00:00 | 71.9306 | 80.3518 | 81.8722 | 84.9117 | 86.1489 | 86.9736 | 87.6697 | 87.2709
22/01/1982 21:00:00 | 57.7871 | 61.6733 | 61.457 | 63.082 | 64.7011 | 66.6493 | 68.7608 | 69.3096
22/01/1982 22:00:00 | 44.7335 | 48.1084 | 49.5695 | 52.9212 | 54.9892 | 58.4807 | 61.0699 | 62.569
22/01/1982 23:00:00 | 43.3041 | 46.4468 | 47.0915 | 49.1066 | 49.64 | 50.5273 | 50.9484 | 50.9937
23/01/1982 00:00:00 | 42.3856 | 43.535 | 43.1342 | 44.0491 | 45.1445 | 46.3425 | 46.832 | 46.1841
23/01/1982 01:00:00 | 44.9269 | 44.6151 | 42.7579 | 41.7988 | 42.1281 | 42.245 | 42.0966 | 41.2259
23/01/1982 02:00:00 | 42.5544 | 41.5002 | 39.3504 | 37.3018 | 36.8364 | 36.0089 | 35.3969 | 34.747
23/01/1982 03:00:00 | 33.4557 | 33.2974 | 32.6227 | 31.7963 | 31.7524 | 31.442 | 30.9794 | 30.5012
23/01/1982 04:00:00 | 25.8813 | 25.9533 | 25.7071 | 25.2769 | 25.1932 | 24.8866 | 24.3634 | 23.9489
23/01/1982 05:00:00 | 18.7886 | 18.75 | 18.7556 | 18.5999 | 18.4775 | 18.0683 | 17.7886 | 17.5316
23/01/1982 06:00:00 | 13.0973 | 12.7645 | 12.8416 | 12.6185 | 12.3903 | 11.8576 | 11.5373 | 11.302
23/01/1982 07:00:00 | 8.1652 | 7.8362 | 7.8886 | 7.6328 | 7.4453 | 7.1318 | 7.2229 | 7.3876
23/01/1982 08:00:00 | 7.6528 | 7.7496 | 8.1205 | 8.4194 | 9.1527 | 11.0393 | 12.9993 | 14.7115
23/01/1982 09:00:00 | 14.3822 | 16.8806 | 18.0872 | 19.5823 | 21.0593 | 23.917 | 25.7125 | 27.1754
23/01/1982 10:00:00 | 22.1364 | 25.3986 | 26.546 | 27.8679 | 27.6459 | 27.451 | 26.3765 | 25.8144
23/01/1982 11:00:00 | 22.9067 | 22.663 | 23.194 | 23.0694 | 22.2704 | 22.0308 | 21.6874 | 22.408
23/01/1982 12:00:00 | 16.4453 | 15.4474 | 16.4001 | 16.9456 | 16.9657 | 18.3161 | 18.9545 | 20.5886
23/01/1982 13:00:00 | 12.129 | 12.1659 | 12.712 | 13.3884 | 13.6203 | 15.1914 | 16.1822 | 17.7336
23/01/1982 14:00:00 | 11.4337 | 10.9796 | 11.2214 | 11.4278 | 11.5267 | 12.6407 | 13.3696 | 14.506
23/01/1982 15:00:00 | 11.3088 | 10.3076 | 11.0397 | 11.1528 | 11.0688 | 11.4365 | 11.3607 | 11.9249
23/01/1982 16:00:00 | 11.2249 | 10.4229 | 11.2452 | 11.4273 | 11.427 | 11.8984 | 11.9891 | 12.7032
23/01/1982 17:00:00 | 11.9897 | 12.5025 | 13.5696 | 14.4766 | 14.6801 | 15.6901 | 15.4697 | 16.0857
23/01/1982 18:00:00 | 15.9494 | 16.4221 | 17.005 | 17.2438 | 16.6968 | 16.6004 | 16.1324 | 16.627
23/01/1982 19:00:00 | 15.9698 | 15.2811 | 15.4795 | 15.5219 | 15.5849 | 16.4336 | 17.2359 | 18.4449
23/01/1982 20:00:00 | 12.1444 | 13.1723 | 14.0485 | 15.8327 | 17.4718 | 20.2976 | 22.9507 | 24.7415
23/01/1982 21:00:00 | 13.6747 | 16.4723 | 17.9987 | 20.4065 | 22.4808 | 25.5391 | 28.6354 | 30.5296
23/01/1982 22:00:00 | 17.4894 | 19.2205 | 20.5205 | 21.9884 | 23.0469 | 24.4201 | 25.9428 | 26.8923
23/01/1982 23:00:00 | 14.1063 | 14.2106 | 15.0196 | 15.3769 | 15.5248 | 15.517 | 15.6712 | 15.8736
24/01/1982 00:00:00 | 8.1834 | 8.21 | 8.5193 | 8.5827 | 8.4256 | 8.009 | 7.6594 | 7.4344
24/01/1982 01:00:00 | 5.3019 | 5.488 | 5.7024 | 5.818 | 5.7427 | 5.5642 | 5.3367 | 5.2078
24/01/1982 02:00:00 | 4.7992 | 4.9546 | 5.2889 | 5.4951 | 5.4768 | 5.486 | 5.3284 | 5.334
24/01/1982 03:00:00 | 4.277 | 4.3815 | 4.7264 | 4.9605 | 5.008 | 5.2323 | 5.3822 | 5.6667
24/01/1982 04:00:00 | 4.6051 | 4.8431 | 5.1578 | 5.5314 | 5.9847 | 6.9701 | 7.9218 | 8.764
24/01/1982 05:00:00 | 6.7249 | 7.1236 | 7.6611 | 8.3421 | 8.9926 | 10.7175 | 11.9714 | 13.1339
24/01/1982 06:00:00 | 9.0204 | 9.7445 | 10.576 | 11.6088 | 12.0748 | 13.1574 | 13.3334 | 13.7163
24/01/1982 07:00:00 | 11.8376 | 12.5371 | 13.024 | 13.5685 | 13.5886 | 13.6585 | 13.3532 | 13.2058
24/01/1982 08:00:00 | 13.1488 | 13.1259 | 13.211 | 13.0861 | 12.8465 | 12.4448 | 12.2319 | 12.1456
24/01/1982 09:00:00 | 12.1687 | 11.2654 | 11.0326 | 10.4744 | 10.2925 | 9.9928 | 9.9774 | 10.0778
24/01/1982 10:00:00 | 10.5404 | 9.2385 | 8.93 | 8.5033 | 8.3297 | 8.1253 | 7.7689 | 7.6488
24/01/1982 11:00:00 | 13.0928 | 12.0931 | 11.4446 | 10.7107 | 9.7994 | 8.8207 | 8.0075 | 7.6887
24/01/1982 12:00:00 | 20.1387 | 19.2474 | 17.8542 | 16.5198 | 15.3681 | 13.6046 | 12.8313 | 12.3041
24/01/1982 13:00:00 | 22.5346 | 21.2047 | 19.4858 | 18.158 | 17.8656 | 17.2898 | 17.0559 | 16.6968
24/01/1982 14:00:00 | 17.4145 | 15.9142 | 15.5935 | 15.2763 | 15.4904 | 16.0126 | 15.7774 | 15.8073
24/01/1982 15:00:00 | 11.874 | 10.7137 | 11.5616 | 11.8477 | 11.6759 | 11.5713 | 10.7547 | 10.6369
24/01/1982 16:00:00 | 9.9277 | 8.8683 | 9.3949 | 9.2376 | 8.7417 | 8.2182 | 7.4135 | 7.3106
24/01/1982 17:00:00 | 9.9827 | 8.9255 | 8.9292 | 8.4507 | 7.954 | 7.4106 | 6.8348 | 6.7563
24/01/1982 18:00:00 | 8.5728 | 7.9624 | 7.4156 | 6.8418 | 6.584 | 6.1857 | 5.9693 | 5.765
24/01/1982 19:00:00 | 5.727 | 5.7213 | 4.6273 | 4.1666 | 4.2684 | 4.0741 | 4.309 | 3.8975
24/01/1982 20:00:00 | 4.0022 | 4.6691 | 3.2635 | 3.0095 | 3.414 | 3.4016 | 3.9638 | 3.3761
24/01/1982 21:00:00 | 4.9786 | 5.7228 | 4.4941 | 4.363 | 4.824 | 4.7322 | 5.0836 | 4.3082
24/01/1982 22:00:00 | 3.8657 | 4.2384 | 3.5399 | 3.5766 | 4.0809 | 4.0797 | 4.4072 | 3.8303
24/01/1982 23:00:00 | 2.12 | 2.1018 | 1.8619 | 1.8844 | 2.2981 | 2.3966 | 2.8746 | 2.7495
25/01/1982 00:00:00 | 4.6903 | 4.9944 | 4.58 | 4.5119 | 4.7982 | 4.4518 | 4.5773 | 4.0421
25/01/1982 01:00:00 | 9.6345 | 11.058 | 10.2218 | 10.3951 | 10.7442 | 9.612 | 8.9693 | 7.514
25/01/1982 02:00:00 | 18.1368 | 20.1912 | 19.5555 | 20.1617 | 20.565 | 19.5808 | 18.1981 | 15.7272
25/01/1982 03:00:00 | 30.9022 | 32.6607 | 32.8976 | 33.5836 | 34.0793 | 34.0822 | 33.2665 | 31.9661
25/01/1982 04:00:00 | 43.9945 | 42.9461 | 44.2057 | 43.6886 | 42.8859 | 42.5741 | 41.3223 | 41.7127
25/01/1982 05:00:00 | 47.4046 | 44.1901 | 44.7537 | 42.9982 | 40.78 | 39.3338 | 36.5738 | 36.6813
25/01/1982 06:00:00 | 47.047 | 45.1126 | 45.1654 | 43.5579 | 41.1622 | 38.9896 | 35.6564 | 34.9288
25/01/1982 07:00:00 | 51.3218 | 51.0127 | 51.319 | 50.3267 | 48.1364 | 45.7672 | 42.2485 | 40.7704
25/01/1982 08:00:00 | 60.8609 | 59.7381 | 60.115 | 58.6356 | 57.1427 | 55.2459 | 51.6055 | 49.7687
25/01/1982 09:00:00 | 69.6555 | 67.9274 | 68.3689 | 65.9388 | 63.974 | 60.9308 | 57.6068 | 56.3535
25/01/1982 10:00:00 | 68.4674 | 67.4998 | 68.8238 | 66.8655 | 63.2993 | 59.5759 | 55.3858 | 54.5848
25/01/1982 11:00:00 | 66.8428 | 67.8137 | 69.5621 | 69.0478 | 64.6518 | 60.7701 | 54.3313 | 52.6466
25/01/1982 12:00:00 | 78.0756 | 81.6063 | 84.1163 | 85.6215 | 82.4405 | 79.9233 | 72.7661 | 70.4365
25/01/1982 13:00:00 | 103.5419 | 107.7076 | 112.2466 | 114.9039 | 112.4998 | 111.2986 | 104.8752 | 103.1482
25/01/1982 14:00:00 | 128.9893 | 131.0898 | 136.0006 | 135.9348 | 130.8924 | 127.3875 | 120.1571 | 118.8399
25/01/1982 15:00:00 | 129.8482 | 128.1044 | 131.0606 | 128.4768 | 123.84 | 120.913 | 116.081 | 116.8416
25/01/1982 16:00:00 | 130.4168 | 134.7842 | 138.1757 | 140.4792 | 141.5695 | 145.1857 | 147.1722 | 150.3244
25/01/1982 17:00:00 | 156.1408 | 167.4956 | 173.6773 | 181.2523 | 186.2171 | 193.8631 | 196.5745 | 198.4953
25/01/1982 18:00:00 | 184.2462 | 192.3251 | 197.2668 | 201.7684 | 202.9902 | 205.0954 | 203.0588 | 202.4337
25/01/1982 19:00:00 | 206.4641 | 212.1841 | 213.6656 | 214.5017 | 212.981 | 210.2583 | 204.9317 | 201.3091
25/01/1982 20:00:00 | 230.0908 | 232.4012 | 232.1758 | 231.5688 | 230.3769 | 227.9168 | 221.9752 | 216.5152
25/01/1982 21:00:00 | 236.1044 | 236.6744 | 235.8433 | 234.2813 | 232.3599 | 229.4605 | 226.039 | 221.9361
25/01/1982 22:00:00 | 237.3853 | 236.381 | 234.0629 | 230.9987 | 228.327 | 222.1411 | 216.4573 | 212.9883
25/01/1982 23:00:00 | 237.5 | 237.5 | 237.5 | 237.5 | 235.4866 | 230.8527 | 228.2844 | 225.9555
26/01/1982 00:00:00 | 237.5 | 237.5 | 237.5 | 237.5 | 237.5 | 237.5 | 237.5 | 237.5
26/01/1982 01:00:00 | 237.5 | 237.5 | 237.5 | 237.5 | 237.5 | 237.5 | 237.5 | 237.5
26/01/1982 02:00:00 | 237.5 | 237.5 | 237.5 | 237.5 | 237.5 | 237.5 | 237.5 | 237.5
26/01/1982 03:00:00 | 237.5 | 237.5 | 237.5 | 237.5 | 237.5 | 237.5 | 237.5 | 237.5
26/01/1982 04:00:00 | 237.5 | 237.5 | 237.5 | 237.5 | 237.5 | 237.5 | 237.5 | 237.5
26/01/1982 05:00:00 | 237.5 | 237.5 | 237.5 | 237.5 | 237.5 | 237.5 | 237.5 | 237.5
26/01/1982 06:00:00 | 237.5 | 237.5 | 237.5 | 237.5 | 237.5 | 237.5 | 237.5 | 237.5
26/01/1982 07:00:00 | 237.5 | 237.5 | 237.5 | 237.5 | 237.5 | 237.5 | 237.5 | 237.5
26/01/1982 08:00:00 | 237.5 | 237.5 | 237.5 | 237.5 | 237.5 | 237.5 | 237.5 | 237.5
26/01/1982 09:00:00 | 237.5 | 237.5 | 237.5 | 237.5 | 237.5 | 237.5 | 237.5 | 237.5
26/01/1982 10:00:00 | 237.5 | 237.5 | 237.5 | 237.5 | 237.5 | 237.5 | 237.5 | 237.5
26/01/1982 11:00:00 | 237.5 | 237.5 | 237.5 | 237.5 | 236.8373 | 233.4655 | 231.1705 | 229.3048
26/01/1982 12:00:00 | 195.2898 | 183.9429 | 178.888 | 172.9209 | 168.3018 | 160.7199 | 155.0778 | 150.966
26/01/1982 13:00:00 | 150.7141 | 138.9072 | 131.3061 | 124.3827 | 119.7046 | 112.2437 | 109.7163 | 107.1701
26/01/1982 14:00:00 | 151.2052 | 144.088 | 136.7874 | 131.7399 | 131.0647 | 128.5718 | 129.799 | 128.4942
26/01/1982 15:00:00 | 168.126 | 165.7289 | 163.2792 | 160.9939 | 161.6723 | 160.6925 | 159.8191 | 157.8111
26/01/1982 16:00:00 | 172.5689 | 170.0323 | 170.4358 | 170.2091 | 171.2205 | 171.0543 | 169.986 | 168.4246
26/01/1982 17:00:00 | 166.4819 | 153.5179 | 152.963 | 149.9573 | 147.066 | 146.7473 | 149.3096 | 154.7547
26/01/1982 18:00:00 | 159.5341 | 139.6601 | 130.9999 | 122.9906 | 121.8064 | 125.3433 | 130.4329 | 137.1548
26/01/1982 19:00:00 | 149.5663 | 135.6732 | 129.7808 | 123.2186 | 122.1625 | 122.0976 | 122.9953 | 124.2747
26/01/1982 20:00:00 | 101.0715 | 90.4518 | 92.3733 | 89.9547 | 86.4019 | 83.1085 | 81.5018 | 83.2625
26/01/1982 21:00:00 | 65.4872 | 57.076 | 57.1311 | 56.4907 | 56.0136 | 56.6648 | 56.9571 | 58.5167
26/01/1982 22:00:00 | 61.9457 | 57.3077 | 55.6599 | 54.4271 | 54.8148 | 56.4929 | 58.4468 | 60.3514
26/01/1982 23:00:00 | 60.6276 | 57.5086 | 56.7704 | 55.2822 | 55.8426 | 58.3456 | 61.1125 | 64.3902
27/01/1982 00:00:00 | 56.4316 | 53.8722 | 55.2927 | 55.2864 | 57.0655 | 64.0257 | 70.722 | 79.6951
27/01/1982 01:00:00 | 82.6674 | 93.1571 | 101.4953 | 113.5562 | 123.1121 | 142.8975 | 155.7765 | 168.3294
27/01/1982 02:00:00 | 187.313 | 200.5799 | 213.4239 | 228.1415 | 232.1557 | 237.5 | 237.5 | 237.5
27/01/1982 03:00:00 | 237.5 | 237.5 | 237.5 | 237.5 | 237.5 | 237.5 | 237.5 | 237.5
27/01/1982 04:00:00 | 237.5 | 237.5 | 237.5 | 237.5 | 237.5 | 237.5 | 237.5 | 237.5
27/01/1982 05:00:00 | 237.5 | 237.5 | 237.5 | 237.5 | 237.5 | 237.5 | 237.5 | 237.5
27/01/1982 06:00:00 | 237.5 | 237.5 | 237.5 | 237.5 | 237.5 | 237.5 | 237.5 | 237.5
27/01/1982 07:00:00 | 237.5 | 237.5 | 237.5 | 237.5 | 237.5 | 237.5 | 237.5 | 237.5
27/01/1982 08:00:00 | 237.5 | 237.5 | 237.5 | 237.5 | 237.5 | 237.5 | 237.5 | 237.5
27/01/1982 09:00:00 | 237.5 | 237.5 | 237.5 | 237.5 | 237.5 | 237.5 | 237.5 | 237.5
27/01/1982 10:00:00 | 237.5 | 237.5 | 237.5 | 237.5 | 237.5 | 237.5 | 237.5 | 237.5
27/01/1982 11:00:00 | 237.5 | 237.5 | 237.5 | 237.5 | 237.5 | 237.5 | 237.5 | 237.5
27/01/1982 12:00:00 | 237.5 | 237.5 | 237.5 | 237.5 | 237.5 | 237.5 | 237.5 | 237.5
27/01/1982 13:00:00 | 237.5 | 237.5 | 237.5 | 237.5 | 237.5 | 237.5 | 237.5 | 237.5
27/01/1982 14:00:00 | 237.5 | 237.5 | 237.5 | 237.5 | 237.5 | 237.5 | 237.5 | 237.5
27/01/1982 15:00:00 | 237.5 | 237.5 | 237.5 | 237.5 | 237.5 | 237.5 | 237.5 | 237.5
27/01/1982 16:00:00 | 237.5 | 237.5 | 237.5 | 237.5 | 237.5 | 237.5 | 237.5 | 237.5
27/01/1982 17:00:00 | 237.5 | 237.5 | 237.5 | 237.5 | 237.5 | 237.5 | 237.5 | 237.5
27/01/1982 18:00:00 | 232.7981 | 233.8643 | 232.8377 | 232.5027 | 232.2763 | 231.0106 | 229.7605 | 227.9736
27/01/1982 19:00:00 | 202.5488 | 201.4432 | 197.2989 | 193.5389 | 191.0838 | 185.6727 | 183.5041 | 180.3833
27/01/1982 20:00:00 | 148.4599 | 147.3656 | 144.1072 | 141.724 | 141.0383 | 138.6703 | 138.7389 | 137.3099
27/01/1982 21:00:00 | 101.5195 | 102.7232 | 102.7191 | 103.9753 | 105.6831 | 108.6987 | 110.222 | 110.7919
27/01/1982 22:00:00 | 76.0303 | 79.49 | 81.5456 | 83.9464 | 84.6285 | 86.3617 | 85.8567 | 86.2383
27/01/1982 23:00:00 | 56.2813 | 57.2587 | 57.8969 | 58.6693 | 59.3456 | 60.2443 | 61.5971 | 62.7705
28/01/1982 00:00:00 | 33.2444 | 35.0536 | 35.8756 | 38.71 | 42.5267 | 47.97 | 54.5925 | 57.986
28/01/1982 01:00:00 | 27.5856 | 35.2765 | 38.7088 | 46.0359 | 52.5678 | 63.0549 | 71.1942 | 75.4779
28/01/1982 02:00:00 | 50.7731 | 62.6619 | 66.4314 | 73.2644 | 76.3013 | 81.0238 | 83.5134 | 84.3532
28/01/1982 03:00:00 | 73.0503 | 75.2032 | 75.4407 | 75.426 | 74.9295 | 74.2028 | 73.8619 | 73.7893
28/01/1982 04:00:00 | 64.6245 | 62.4096 | 62.9182 | 62.6523 | 62.693 | 63.4182 | 63.6367 | 64.6286
28/01/1982 05:00:00 | 50.2529 | 50.2092 | 51.2568 | 52.2391 | 53.0169 | 54.5519 | 55.6336 | 56.8163
28/01/1982 06:00:00 | 52.103 | 55.0289 | 56.401 | 58.9656 | 61.2678 | 64.3584 | 66.2023 | 67.0056
28/01/1982 07:00:00 | 88.4324 | 95.0589 | 96.6094 | 99.5616 | 101.0949 | 102.2538 | 102.1411 | 101.0488
28/01/1982 08:00:00 | 132.1397 | 135.3705 | 135.7607 | 136.0423 | 135.7602 | 134.9701 | 135.1998 | 135.4505
28/01/1982 09:00:00 | 147.983 | 149.788 | 153.4838 | 156.9588 | 159.9034 | 166.5237 | 172.0731 | 178.2708
28/01/1982 10:00:00 | 165.8583 | 171.6037 | 181.1167 | 190.7545 | 197.4284 | 211.0616 | 219.6765 | 227.9554
28/01/1982 11:00:00 | 216.8604 | 224.8365 | 230.7693 | 235.6076 | 237.5 | 237.5 | 237.5 | 237.5
28/01/1982 12:00:00 | 237.5 | 237.5 | 237.5 | 237.5 | 237.5 | 237.5 | 237.5 | 237.5
28/01/1982 13:00:00 | 237.5 | 237.5 | 237.5 | 237.5 | 237.5 | 237.5 | 237.5 | 237.5
28/01/1982 14:00:00 | 237.5 | 237.5 | 237.5 | 237.5 | 237.5 | 237.5 | 237.5 | 237.5
28/01/1982 15:00:00 | 237.5 | 237.5 | 237.5 | 237.5 | 237.5 | 237.5 | 237.5 | 237.5
28/01/1982 16:00:00 | 237.5 | 237.5 | 237.5 | 237.5 | 237.5 | 237.5 | 237.5 | 237.5
28/01/1982 17:00:00 | 237.5 | 237.5 | 237.5 | 237.5 | 237.5 | 237.5 | 237.5 | 237.5
28/01/1982 18:00:00 | 237.5 | 237.5 | 237.5 | 237.5 | 237.5 | 237.5 | 237.5 | 237.5
28/01/1982 19:00:00 | 237.5 | 237.5 | 237.5 | 237.5 | 237.5 | 237.5 | 237.5 | 237.5
28/01/1982 20:00:00 | 237.5 | 237.5 | 237.5 | 237.5 | 237.5 | 237.5 | 237.5 | 237.5
28/01/1982 21:00:00 | 237.5 | 237.5 | 237.5 | 237.5 | 237.5 | 237.5 | 237.5 | 237.5
28/01/1982 22:00:00 | 237.5 | 237.5 | 237.5 | 237.5 | 237.5 | 237.5 | 237.5 | 237.5
28/01/1982 23:00:00 | 237.5 | 237.5 | 237.5 | 237.5 | 237.5 | 237.5 | 237.5 | 237.5
29/01/1982 00:00:00 | 237.5 | 237.5 | 237.5 | 237.5 | 237.5 | 237.5 | 237.5 | 237.5
29/01/1982 01:00:00 | 237.5 | 237.5 | 237.5 | 237.5 | 237.5 | 237.5 | 236.4375 | 233.9717
29/01/1982 02:00:00 | 237.0256 | 235.3915 | 233.0132 | 231.1864 | 229.8017 | 228.4796 | 225.5183 | 222.3202
29/01/1982 03:00:00 | 228.9365 | 228.6513 | 227.3412 | 226.3151 | 224.0408 | 222.3342 | 217.4606 | 214.6596
29/01/1982 04:00:00 | 225.5623 | 226.0322 | 224.5296 | 223.4809 | 221.4541 | 219.4523 | 215.5173 | 213.2778
29/01/1982 05:00:00 | 217.1274 | 216.4063 | 214.0242 | 211.416 | 208.6282 | 206.4312 | 203.0585 | 201.8512
29/01/1982 06:00:00 | 206.9214 | 203.1998 | 199.0009 | 194.3377 | 190.1712 | 187.2512 | 182.4285 | 181.1547
29/01/1982 07:00:00 | 199.8843 | 196.637 | 192.1608 | 188.4295 | 185.1555 | 182.1979 | 177.8397 | 175.5209
29/01/1982 08:00:00 | 197.62 | 197.2085 | 193.0585 | 190.3749 | 188.7828 | 186.4842 | 183.4005 | 180.429
29/01/1982 09:00:00 | 198.0515 | 195.7783 | 191.5605 | 187.9967 | 186.1953 | 183.3318 | 180.5322 | 177.8906
29/01/1982 10:00:00 | 174.2188 | 168.095 | 163.613 | 158.7615 | 156.676 | 153.7583 | 152.054 | 150.7488
29/01/1982 11:00:00 | 139.5693 | 132.1243 | 130.3073 | 126.3221 | 124.2392 | 121.8098 | 119.5208 | 118.997
29/01/1982 12:00:00 | 115.3749 | 113.3279 | 113.9729 | 113.8941 | 113.9623 | 114.4443 | 114.5329 | 115.0875
29/01/1982 13:00:00 | 138.3847 | 141.1871 | 140.4565 | 142.5682 | 145.5731 | 148.8287 | 152.0827 | 152.2167
29/01/1982 14:00:00 | 227.5976 | 231.0469 | 229.6662 | 230.9515 | 233.6966 | 236.0541 | 237.5 | 237.5
29/01/1982 15:00:00 | 237.5 | 237.5 | 237.5 | 237.5 | 237.5 | 237.5 | 237.5 | 237.5
29/01/1982 16:00:00 | 237.5 | 237.5 | 237.5 | 237.5 | 237.5 | 237.5 | 237.5 | 237.5
29/01/1982 17:00:00 | 237.5 | 237.5 | 237.5 | 237.5 | 237.5 | 237.5 | 237.5 | 237.5
29/01/1982 18:00:00 | 237.5 | 237.5 | 237.5 | 237.5 | 237.5 | 237.5 | 237.5 | 237.5
29/01/1982 19:00:00 | 237.5 | 237.5 | 237.5 | 237.5 | 237.5 | 237.5 | 237.5 | 237.5
29/01/1982 20:00:00 | 237.5 | 237.5 | 237.5 | 237.5 | 237.5 | 237.5 | 237.5 | 237.5
29/01/1982 21:00:00 | 237.5 | 237.5 | 237.5 | 237.5 | 237.5 | 237.5 | 237.5 | 237.5
29/01/1982 22:00:00 | 237.5 | 237.5 | 237.5 | 237.5 | 237.5 | 237.5 | 237.5 | 237.5
29/01/1982 23:00:00 | 237.5 | 237.5 | 237.5 | 237.5 | 237.5 | 237.5 | 237.5 | 237.5
30/01/1982 00:00:00 | 237.5 | 237.5 | 237.5 | 237.5 | 237.5 | 237.5 | 237.5 | 237.5
30/01/1982 01:00:00 | 237.5 | 237.5 | 237.5 | 237.5 | 237.5 | 237.5 | 237.5 | 237.5
30/01/1982 02:00:00 | 237.5 | 237.5 | 237.5 | 237.5 | 237.5 | 237.5 | 237.5 | 237.5
30/01/1982 03:00:00 | 237.5 | 237.5 | 237.5 | 237.5 | 237.5 | 237.5 | 237.5 | 237.5
30/01/1982 04:00:00 | 237.5 | 237.5 | 237.5 | 237.5 | 237.5 | 237.5 | 237.5 | 237.5
30/01/1982 05:00:00 | 237.5 | 237.5 | 237.5 | 237.5 | 237.5 | 237.5 | 237.5 | 237.5
30/01/1982 06:00:00 | 237.5 | 237.5 | 237.5 | 237.5 | 237.5 | 237.5 | 237.5 | 237.5
30/01/1982 07:00:00 | 237.5 | 237.5 | 237.5 | 237.5 | 237.5 | 237.5 | 237.5 | 237.5
30/01/1982 08:00:00 | 237.5 | 237.5 | 237.5 | 237.5 | 237.5 | 237.5 | 237.5 | 237.5
30/01/1982 09:00:00 | 237.5 | 237.5 | 237.5 | 237.5 | 237.5 | 237.5 | 237.5 | 237.5
30/01/1982 10:00:00 | 237.5 | 237.5 | 237.5 | 237.5 | 237.5 | 237.5 | 237.5 | 237.5
30/01/1982 11:00:00 | 237.5 | 237.5 | 237.5 | 237.5 | 237.5 | 237.5 | 237.5 | 237.5
30/01/1982 12:00:00 | 237.5 | 237.5 | 237.5 | 237.5 | 237.5 | 237.5 | 237.5 | 237.5
30/01/1982 13:00:00 | 237.5 | 237.5 | 237.5 | 237.5 | 237.5 | 237.5 | 237.5 | 237.5
30/01/1982 14:00:00 | 237.5 | 237.5 | 237.5 | 237.5 | 237.5 | 237.5 | 237.5 | 237.5
30/01/1982 15:00:00 | 237.5 | 237.5 | 237.5 | 237.5 | 237.5 | 237.5 | 237.5 | 237.5
30/01/1982 16:00:00 | 237.5 | 237.5 | 237.5 | 237.5 | 237.5 | 237.5 | 237.5 | 237.5
30/01/1982 17:00:00 | 237.5 | 237.5 | 237.5 | 237.5 | 237.5 | 237.5 | 237.5 | 237.5
30/01/1982 18:00:00 | 237.5 | 237.5 | 237.5 | 237.5 | 237.5 | 237.5 | 237.5 | 237.5
30/01/1982 19:00:00 | 237.5 | 237.5 | 237.5 | 237.5 | 237.5 | 237.5 | 237.5 | 237.5
30/01/1982 20:00:00 | 237.5 | 237.5 | 237.5 | 237.5 | 237.5 | 237.5 | 237.5 | 237.5
30/01/1982 21:00:00 | 237.5 | 237.5 | 237.5 | 237.5 | 237.5 | 237.5 | 237.5 | 237.5
30/01/1982 22:00:00 | 237.5 | 237.5 | 237.5 | 237.5 | 237.5 | 237.5 | 237.5 | 237.5
30/01/1982 23:00:00 | 237.5 | 237.5 | 237.5 | 237.5 | 237.5 | 237.5 | 237.5 | 237.5
31/01/1982 00:00:00 | 237.5 | 237.5 | 237.5 | 237.5 | 237.5 | 237.5 | 237.5 | 237.5
31/01/1982 01:00:00 | 237.5 | 237.5 | 237.5 | 237.5 | 237.5 | 237.5 | 237.5 | 237.5
31/01/1982 02:00:00 | 237.5 | 237.5 | 237.5 | 237.5 | 237.5 | 237.5 | 237.5 | 237.5
31/01/1982 03:00:00 | 237.5 | 237.5 | 237.5 | 237.5 | 237.5 | 237.5 | 237.5 | 237.5
31/01/1982 04:00:00 | 237.5 | 237.5 | 237.5 | 237.5 | 237.5 | 237.5 | 237.5 | 237.5
31/01/1982 05:00:00 | 200.9196 | 202.6386 | 205.7788 | 208.1503 | 208.6633 | 208.6739 | 209.6294 | 210.3587
31/01/1982 06:00:00 | 150.6402 | 150.0972 | 151.0077 | 150.8289 | 150.3589 | 147.1547 | 146.5613 | 145.0391
31/01/1982 07:00:00 | 139.8488 | 137.2416 | 134.575 | 130.9944 | 129.6482 | 122.9721 | 121.2063 | 117.0211
31/01/1982 08:00:00 | 126.1683 | 125.3482 | 122.8644 | 120.599 | 120.3473 | 115.2116 | 113.8292 | 109.5086
31/01/1982 09:00:00 | 99.1647 | 100.2584 | 101.8102 | 103.3392 | 103.8866 | 103.0733 | 103.3501 | 102.7717
31/01/1982 10:00:00 | 71.3984 | 72.715 | 74.8529 | 77.6048 | 79.1895 | 81.8918 | 85.5729 | 88.3172
31/01/1982 11:00:00 | 56.3524 | 57.4148 | 56.6898 | 57.7794 | 59.5235 | 62.7043 | 67.4209 | 70.0064
31/01/1982 12:00:00 | 44.8438 | 46.2652 | 43.1158 | 42.8639 | 44.0663 | 45.0537 | 47.814 | 47.42
31/01/1982 13:00:00 | 30.087 | 32.0045 | 27.7165 | 26.8641 | 27.8965 | 27.2841 | 28.0688 | 25.6239
31/01/1982 14:00:00 | 21.9051 | 22.8824 | 18.3217 | 16.6233 | 17.4222 | 15.8496 | 15.9453 | 13.0148
31/01/1982 15:00:00 | 17.6703 | 18.5181 | 15.006 | 13.4358 | 13.8292 | 12.2387 | 11.8613 | 9.3496
31/01/1982 16:00:00 | 4.7791 | 6.6775 | 6.3324 | 6.9477 | 7.9836 | 8.7978 | 9.7739 | 9.3802
31/01/1982 17:00:00 | 0 | 0 | 0 | 0 | 0 | 0 | 0.38559 | 0.82106
31/01/1982 18:00:00 | 0 | 0 | 0 | 0 | 0 | 0 | 0 | 0
31/01/1982 19:00:00 | 0 | 0 | 0 | 0 | 0 | 0 | 0 | 0
31/01/1982 20:00:00 | 0 | 0 | 0 | 0 | 0 | 0 | 0 | 0
31/01/1982 21:00:00 | 0 | 0 | 0 | 0 | 0 | 0 | 0 | 0
31/01/1982 22:00:00 | 0 | 0 | 0 | 0 | 0 | 0.3165 | 0.71801 | 1.1208
31/01/1982 23:00:00 | 3.7666 | 3.2492 | 3.4932 | 3.7521 | 3.8425 | 4.4954 | 4.7924 | 5.3601
01/02/1982 00:00:00 | 2.9764 | 3.8317 | 4.436 | 5.1932 | 5.3689 | 6.3037 | 6.4599 | 7.0545
01/02/1982 01:00:00 | 0 | 0 | 0 | 0 | 0 | 0.70102 | 1.5856 | 2.6596
01/02/1982 02:00:00 | 0 | 0 | 0 | 0 | 0 | 0 | 0 | 0
01/02/1982 03:00:00 | 5.889 | 4.0922 | 4.2706 | 3.018 | 1.59 | 0.34073 | 0 | 0
01/02/1982 04:00:00 | 8.8231 | 7.8769 | 8.5248 | 7.8333 | 6.4771 | 5.3248 | 3.9561 | 4.0261
01/02/1982 05:00:00 | 7.8478 | 7.5902 | 8.3857 | 8.3188 | 7.3564 | 6.6031 | 5.2111 | 5.0767
01/02/1982 06:00:00 | 7.737 | 8.4042 | 9.0491 | 9.6185 | 9.2658 | 9.1545 | 8.342 | 8.0949
01/02/1982 07:00:00 | 10.2336 | 11.8412 | 12.3155 | 12.94 | 13.0687 | 13.2877 | 12.6834 | 12.2704
01/02/1982 08:00:00 | 12.4264 | 13.6948 | 14.0092 | 14.1989 | 14.5463 | 15.1494 | 15.0166 | 15.025
01/02/1982 09:00:00 | 9.8807 | 11.0661 | 11.7221 | 12.1306 | 12.6199 | 13.5381 | 13.9095 | 14.4963
01/02/1982 10:00:00 | 5.461 | 7.0893 | 7.7742 | 8.7009 | 9.4916 | 10.9594 | 11.8127 | 12.4107
01/02/1982 11:00:00 | 1.694 | 3.8451 | 4.4583 | 5.7974 | 7.1478 | 8.9694 | 11.0264 | 12.0465
01/02/1982 12:00:00 | 0 | 0.93849 | 1.2781 | 2.2819 | 3.8391 | 6.1581 | 8.5835 | 10.1085
01/02/1982 13:00:00 | 0 | 0 | 0 | 0 | 0.27556 | 1.4041 | 3.4311 | 4.915
01/02/1982 14:00:00 | 0 | 0 | 0 | 0 | 0 | 0 | 0.23766 | 0.90837
01/02/1982 15:00:00 | 0 | 0 | 0 | 0 | 0 | 0 | 0 | 0.20334
01/02/1982 16:00:00 | 0 | 0 | 0 | 0 | 0 | 0 | 0 | 0.42463
01/02/1982 17:00:00 | 0 | 0 | 0 | 0 | 0 | 0 | 0 | 0.76484
01/02/1982 18:00:00 | 0 | 0 | 0 | 0 | 0 | 0 | 0.049353 | 1.2602
01/02/1982 19:00:00 | 0 | 0 | 0 | 0 | 0 | 0 | 0 | 1.3352
01/02/1982 20:00:00 | 2.7964 | 1.2552 | 0.83006 | 0.32998 | 0.047809 | 0.30484 | 0.72647 | 1.658
01/02/1982 21:00:00 | 11.2834 | 10.4422 | 9.3957 | 8.6592 | 7.9324 | 7.2272 | 6.2769 | 6.0671
01/02/1982 22:00:00 | 23.8084 | 23.1063 | 21.8006 | 20.5638 | 20.0127 | 18.9554 | 17.091 | 15.4562
01/02/1982 23:00:00 | 41.0242 | 40.1157 | 39.1268 | 36.5947 | 34.8587 | 31.4719 | 28.5085 | 26.3564
02/02/1982 00:00:00 | 51.3143 | 52.9607 | 55.14 | 55.4194 | 54.6205 | 51.6999 | 47.7939 | 45.1536
02/02/1982 01:00:00 | 51.0557 | 53.4538 | 56.5192 | 59.3449 | 61.5186 | 64.3183 | 65.5979 | 66.8933
02/02/1982 02:00:00 | 45.7086 | 47.091 | 49.2049 | 51.4776 | 53.868 | 57.758 | 63.1271 | 67.3341
02/02/1982 03:00:00 | 40.5373 | 41.0747 | 42.825 | 44.278 | 46.0457 | 49.3293 | 53.2883 | 56.4596
02/02/1982 04:00:00 | 35.3118 | 35.2764 | 36.8932 | 37.7001 | 37.673 | 38.8639 | 39.9255 | 42.0175
02/02/1982 05:00:00 | 32.458 | 32.8605 | 33.9793 | 34.7154 | 34.2067 | 34.3982 | 34.1275 | 34.8794
02/02/1982 06:00:00 | 35.1386 | 35.1857 | 35.4394 | 35.6348 | 35.4978 | 35.7109 | 35.4836 | 35.6741
02/02/1982 07:00:00 | 40.6341 | 40.0534 | 40.002 | 39.7645 | 39.7982 | 39.8315 | 39.881 | 40.0213
02/02/1982 08:00:00 | 46.792 | 46.0357 | 45.6789 | 45.3787 | 45.6676 | 45.7084 | 45.9014 | 45.7716
02/02/1982 09:00:00 | 55.8794 | 55.0876 | 53.8715 | 52.8753 | 52.781 | 52.3429 | 52.163 | 51.6851
02/02/1982 10:00:00 | 62.7637 | 63.998 | 62.9671 | 62.2746 | 62.1302 | 61.7237 | 61.6215 | 61.2536
02/02/1982 11:00:00 | 64.2277 | 67.4224 | 67.0489 | 67.3195 | 67.8664 | 68.5032 | 68.5726 | 68.3102
02/02/1982 12:00:00 | 65.8939 | 69.1004 | 68.8347 | 69.4302 | 70.2218 | 71.1665 | 70.9358 | 70.3915
02/02/1982 13:00:00 | 77.0283 | 80.1438 | 79.7661 | 80.6355 | 81.735 | 83.3195 | 83.1652 | 82.6137
02/02/1982 14:00:00 | 102.5462 | 106.4672 | 105.1214 | 105.6176 | 106.9417 | 109.1682 | 109.0569 | 108.1432
02/02/1982 15:00:00 | 135.8913 | 143.1908 | 140.5222 | 141.3006 | 143.3577 | 146.2748 | 145.8721 | 143.9693
02/02/1982 16:00:00 | 163.597 | 172.7408 | 170.0243 | 171.8944 | 174.8622 | 179.2696 | 178.7962 | 176.4948
02/02/1982 17:00:00 | 184.7251 | 192.1598 | 189.2414 | 190.7725 | 193.5211 | 198.1625 | 197.883 | 196.1629
02/02/1982 18:00:00 | 206.4477 | 211.3115 | 208.8073 | 209.8094 | 211.7952 | 215.2109 | 214.9226 | 213.5439
02/02/1982 19:00:00 | 220.2812 | 226.5746 | 224.427 | 225.787 | 227.6184 | 229.6057 | 229.9024 | 229.4372
02/02/1982 20:00:00 | 214.5436 | 222.553 | 222.1516 | 224.2599 | 227.4444 | 230.0873 | 231.2639 | 231.5067
02/02/1982 21:00:00 | 191.293 | 200.8677 | 205.1527 | 209.2703 | 213.8452 | 220.6533 | 225.0608 | 227.4292
02/02/1982 22:00:00 | 166.8478 | 175.9942 | 184.7269 | 191.1911 | 196.2057 | 205.0382 | 210.5453 | 216.5115
02/02/1982 23:00:00 | 152.512 | 160.5008 | 170.2998 | 176.7738 | 181.0339 | 190.5222 | 197.1029 | 205.4499
03/02/1982 00:00:00 | 149.5388 | 156.5914 | 166.0858 | 172.0685 | 175.7601 | 184.8296 | 191.5739 | 200.6722
03/02/1982 01:00:00 | 152.1557 | 159.7039 | 168.7629 | 174.6659 | 178.2953 | 186.8736 | 193.3243 | 201.8453
03/02/1982 02:00:00 | 151.8792 | 160.3723 | 169.4399 | 175.8186 | 179.6488 | 188.2587 | 194.2765 | 202.1842
03/02/1982 03:00:00 | 149.1275 | 157.9782 | 166.8884 | 173.4967 | 177.2492 | 185.9944 | 191.3577 | 198.8154
03/02/1982 04:00:00 | 146.7775 | 156.0661 | 163.4558 | 169.7315 | 173.5506 | 181.8757 | 186.7466 | 193.0162
03/02/1982 05:00:00 | 144.8207 | 154.4737 | 160.2914 | 165.9061 | 169.8644 | 177.4598 | 182.4069 | 187.6334
03/02/1982 06:00:00 | 143.9862 | 153.5837 | 158.712 | 164.0269 | 168.2725 | 176.0189 | 181.7446 | 187.0612
03/02/1982 07:00:00 | 143.9204 | 153.5025 | 158.2305 | 163.6847 | 168.6095 | 177.3428 | 184.1953 | 189.9787
03/02/1982 08:00:00 | 142.048 | 150.6103 | 155.0687 | 159.9241 | 164.895 | 173.6075 | 180.901 | 187.0118
03/02/1982 09:00:00 | 138.0725 | 144.9912 | 149.7341 | 153.5548 | 157.9817 | 166.1291 | 173.5832 | 180.4111
03/02/1982 10:00:00 | 126.4405 | 131.9 | 137.9844 | 141.6658 | 145.3327 | 152.9261 | 160.6976 | 168.7604
03/02/1982 11:00:00 | 114.4824 | 118.2089 | 123.7884 | 126.5274 | 128.9644 | 135.0659 | 141.6594 | 149.1674
03/02/1982 12:00:00 | 109.3665 | 112.0671 | 116.4161 | 118.0169 | 119.2531 | 122.7472 | 127.3351 | 133.4828
03/02/1982 13:00:00 | 109.7619 | 110.5253 | 112.3546 | 111.4385 | 110.8716 | 111.251 | 113.5786 | 116.9385
03/02/1982 14:00:00 | 116.6968 | 115.674 | 115.0776 | 111.4994 | 109.0287 | 105.3439 | 104.0732 | 103.8988
03/02/1982 15:00:00 | 126.752 | 125.7359 | 125.4131 | 121.8533 | 118.9782 | 113.5021 | 110.3887 | 108.6392
03/02/1982 16:00:00 | 132.3749 | 132.1694 | 134.6008 | 133.0051 | 131.2563 | 127.8562 | 126.7341 | 127.0143
03/02/1982 17:00:00 | 133.5515 | 133.1135 | 137.5583 | 137.7181 | 137.8956 | 138.0525 | 139.6303 | 142.5091
03/02/1982 18:00:00 | 129.1691 | 128.1635 | 133.3162 | 134.2895 | 134.8844 | 136.443 | 138.7768 | 142.6577
03/02/1982 19:00:00 | 123.7752 | 123.7499 | 127.9366 | 129.4504 | 129.7895 | 131.693 | 133.101 | 136.4333
03/02/1982 20:00:00 | 128.6324 | 129.2009 | 132.2314 | 132.918 | 132.7713 | 133.5124 | 133.37 | 134.8543
03/02/1982 21:00:00 | 139.7542 | 139.8551 | 142.1385 | 141.8965 | 140.7782 | 139.6507 | 137.943 | 138.1543
03/02/1982 22:00:00 | 144.3387 | 144.0709 | 146.6694 | 146.1472 | 144.3547 | 142.3198 | 139.7727 | 139.8127
03/02/1982 23:00:00 | 135.3107 | 134.4482 | 137.4473 | 137.0325 | 135.2755 | 133.8503 | 131.8403 | 132.7655
04/02/1982 00:00:00 | 132.0611 | 130.3873 | 133.3091 | 132.4953 | 131.7599 | 131.9009 | 131.5691 | 133.7306
04/02/1982 01:00:00 | 135.4655 | 134.2564 | 136.7882 | 135.8181 | 136.9057 | 138.8783 | 141.153 | 144.366
04/02/1982 02:00:00 | 122.5345 | 123.6843 | 125.7757 | 126.3901 | 128.499 | 131.7966 | 136.1268 | 139.7713
04/02/1982 03:00:00 | 104.6606 | 108.1041 | 111.6268 | 114.9116 | 117.1143 | 121.0729 | 125.0367 | 128.7187
04/02/1982 04:00:00 | 100.769 | 104.3396 | 108.6367 | 112.7459 | 114.8091 | 119.2332 | 122.9533 | 127.0043
04/02/1982 05:00:00 | 107.6783 | 110.2895 | 114.1672 | 116.8019 | 118.3943 | 121.9541 | 125.3592 | 129.4925
04/02/1982 06:00:00 | 112.9844 | 114.3543 | 117.5067 | 118.8655 | 119.3653 | 121.1572 | 123.1594 | 126.1607
04/02/1982 07:00:00 | 103.8367 | 105.6255 | 108.4754 | 110.1501 | 110.6629 | 111.9759 | 113.4955 | 115.643
04/02/1982 08:00:00 | 92.5971 | 94.1319 | 96.339 | 97.7425 | 98.1402 | 99.0524 | 100.1086 | 101.5617
04/02/1982 09:00:00 | 83.8805 | 84.8128 | 86.6987 | 87.5678 | 87.4258 | 88.0176 | 88.6987 | 90.4267
04/02/1982 10:00:00 | 73.4432 | 74.2252 | 76.7868 | 77.6498 | 77.5175 | 78.5585 | 79.4082 | 81.7446
04/02/1982 11:00:00 | 68.0035 | 68.2415 | 70.3619 | 70.8059 | 70.7133 | 71.5123 | 72.102 | 74.3039
04/02/1982 12:00:00 | 78.6495 | 78.6685 | 79.1108 | 77.5822 | 76.5611 | 75.5611 | 75.4136 | 76.3914
04/02/1982 13:00:00 | 101.55 | 102.912 | 103.6859 | 101.286 | 98.9372 | 94.7766 | 92.1513 | 91.0431
04/02/1982 14:00:00 | 110.5398 | 114.7765 | 119.1383 | 119.8886 | 119.007 | 116.813 | 114.5171 | 114.0513
04/02/1982 15:00:00 | 112.9174 | 117.1561 | 123.3409 | 125.6759 | 125.298 | 125.5456 | 125.513 | 128.1905
04/02/1982 16:00:00 | 125.5565 | 130.1742 | 137.8896 | 140.9944 | 139.2476 | 138.7128 | 136.8053 | 139.4845
04/02/1982 17:00:00 | 145.2943 | 151.1105 | 157.764 | 161.7952 | 161.205 | 162.4088 | 159.5345 | 160.6874
04/02/1982 18:00:00 | 167.4635 | 173.2104 | 177.6805 | 180.985 | 181.524 | 183.2014 | 181.3703 | 181.6998
04/02/1982 19:00:00 | 182.6359 | 187.9704 | 192.3336 | 195.2069 | 195.625 | 196.1609 | 194.6414 | 194.688
04/02/1982 20:00:00 | 184.492 | 190.781 | 195.5548 | 199.1185 | 199.3208 | 199.5686 | 197.617 | 197.3212
04/02/1982 21:00:00 | 178.0857 | 186.1078 | 189.6349 | 193.6586 | 194.7246 | 195.8679 | 194.7155 | 193.8659
04/02/1982 22:00:00 | 169.9595 | 177.6107 | 179.1138 | 182.0198 | 182.9964 | 183.3374 | 182.6954 | 181.1506
04/02/1982 23:00:00 | 160.0585 | 165.2238 | 165.3032 | 166.4427 | 166.3585 | 165.1687 | 163.9467 | 162.0896
05/02/1982 00:00:00 | 147.3063 | 150.7426 | 150.8398 | 151.5913 | 151.008 | 149.9285 | 148.226 | 146.8531
05/02/1982 01:00:00 | 139.405 | 142.1693 | 141.2154 | 141.2598 | 140.4695 | 139.0432 | 137.2245 | 135.5648
05/02/1982 02:00:00 | 139.5512 | 141.3776 | 139.36 | 138.219 | 137.4344 | 135.2175 | 134.03 | 132.2258
05/02/1982 03:00:00 | 140.7927 | 142.1771 | 141.1981 | 140.2313 | 139.1592 | 136.9058 | 135.555 | 134.2947
05/02/1982 04:00:00 | 140.1382 | 142.1697 | 141.8997 | 141.6598 | 140.5387 | 138.737 | 137.132 | 136.0473
05/02/1982 05:00:00 | 146.1459 | 148.9854 | 147.7839 | 147.2351 | 146.0282 | 143.9175 | 142.0063 | 140.1971
05/02/1982 06:00:00 | 154.4517 | 158.0503 | 156.0739 | 155.4824 | 154.4908 | 152.3567 | 150.3574 | 147.9588
05/02/1982 07:00:00 | 162.2307 | 166.0603 | 164.5088 | 164.3479 | 164.1685 | 162.9297 | 161.9319 | 159.956
05/02/1982 08:00:00 | 172.0825 | 175.6744 | 174.8508 | 174.6402 | 174.3445 | 172.9959 | 172.3616 | 171.0147
05/02/1982 09:00:00 | 178.1422 | 183.0159 | 183.18 | 184.129 | 184.008 | 183.055 | 182.0509 | 180.6242
05/02/1982 10:00:00 | 183.6154 | 191.3191 | 192.0518 | 194.8869 | 196.4622 | 197.3721 | 197.1806 | 195.3962
05/02/1982 11:00:00 | 189.3614 | 197.4158 | 198.6384 | 201.6888 | 203.8575 | 205.4131 | 206.6331 | 206.0021
05/02/1982 12:00:00 | 187.4112 | 193.9861 | 195.8601 | 198.3809 | 198.6774 | 198.5839 | 199.2121 | 199.3103
05/02/1982 13:00:00 | 187.6195 | 195.3266 | 197.0444 | 200.4518 | 200.2174 | 198.9311 | 196.5336 | 194.0969
05/02/1982 14:00:00 | 205.497 | 214.8208 | 216.9931 | 221.6526 | 224.1588 | 224.4793 | 222.4284 | 218.2831
05/02/1982 15:00:00 | 228.0291 | 232.3945 | 234.7497 | 237.416 | 237.5 | 237.5 | 237.5 | 237.5
05/02/1982 16:00:00 | 233.3205 | 237.2453 | 237.5 | 237.5 | 237.5 | 237.5 | 237.5 | 237.5
05/02/1982 17:00:00 | 230.3104 | 234.3228 | 237.5 | 237.5 | 237.5 | 237.5 | 237.5 | 237.5
05/02/1982 18:00:00 | 227.3998 | 231.5892 | 234.1969 | 237.5 | 237.5 | 237.5 | 237.5 | 237.5
05/02/1982 19:00:00 | 231.7958 | 236.4255 | 236.5653 | 237.5 | 237.5 | 237.5 | 236.9452 | 235.7499
05/02/1982 20:00:00 | 237.5 | 237.5 | 237.5 | 237.5 | 237.5 | 237.2491 | 234.0526 | 230.7984
05/02/1982 21:00:00 | 235.3555 | 236.9031 | 236.3204 | 234.8598 | 233.0929 | 229.55 | 226.7892 | 222.2059
05/02/1982 22:00:00 | 229.1605 | 229.774 | 231.0244 | 230.2264 | 228.4568 | 224.8764 | 222.3719 | 222.9644
05/02/1982 23:00:00 | 220.8207 | 223.331 | 227.243 | 227.4952 | 225.2659 | 221.7589 | 219.255 | 220.634
06/02/1982 00:00:00 | 205.499 | 208.9728 | 214.7634 | 217.2854 | 216.1965 | 215.4287 | 215.9171 | 218.9026
06/02/1982 01:00:00 | 194.3073 | 200.1927 | 206.6348 | 211.4275 | 214.1494 | 218.7211 | 223.2869 | 227.279
06/02/1982 02:00:00 | 187.2462 | 194.3908 | 199.179 | 205.032 | 210.677 | 218.9407 | 225.8801 | 228.5019
06/02/1982 03:00:00 | 179.3484 | 188.8297 | 192.6304 | 198.0571 | 203.5504 | 210.4152 | 215.7753 | 219.0719
06/02/1982 04:00:00 | 165.4817 | 173.6279 | 177.4686 | 181.8038 | 185.4547 | 190.6911 | 191.8688 | 192.9537
06/02/1982 05:00:00 | 146.8338 | 149.8658 | 151.5247 | 152.0743 | 150.208 | 147.4828 | 140.1283 | 135.9012
06/02/1982 06:00:00 | 133.2063 | 126.7229 | 121.4636 | 114.1832 | 107.0515 | 97.989 | 91.3517 | 87.3245
06/02/1982 07:00:00 | 105.263 | 96.1187 | 88.5482 | 81.1562 | 77.3962 | 72.2811 | 71.3193 | 70.5797
06/02/1982 08:00:00 | 81.0349 | 73.0854 | 68.8212 | 64.2748 | 62.7685 | 61.7102 | 61.6662 | 62.094
06/02/1982 09:00:00 | 78.1858 | 70.665 | 66.1569 | 61.003 | 58.5041 | 55.8295 | 55.6281 | 55.6165
06/02/1982 10:00:00 | 88.6886 | 83.5997 | 75.8446 | 68.9448 | 66.2427 | 61.2842 | 60.271 | 58.0914
06/02/1982 11:00:00 | 103.0828 | 99.6839 | 91.7599 | 84.8609 | 82.5024 | 77.2508 | 74.6866 | 71.0373
06/02/1982 12:00:00 | 118.7712 | 118.5545 | 112.8853 | 107.8173 | 105.7889 | 100.3348 | 96.7879 | 92.0052
06/02/1982 13:00:00 | 129.9944 | 133.7887 | 131.7432 | 130.2993 | 130.1088 | 125.5868 | 122.3984 | 117.5379
06/02/1982 14:00:00 | 127.1816 | 134.2878 | 137.0222 | 140.445 | 142.4045 | 142.8848 | 141.8724 | 140.0041
06/02/1982 15:00:00 | 121.1021 | 131.5202 | 137.0819 | 144.4446 | 148.7952 | 154.6839 | 156.6514 | 157.8055
06/02/1982 16:00:00 | 121.9328 | 134.9001 | 141.6997 | 151.5278 | 158.477 | 168.6886 | 173.9734 | 177.3104
06/02/1982 17:00:00 | 121.1997 | 134.4003 | 143.5322 | 155.9133 | 165.3276 | 179.3917 | 188.1331 | 194.0962
06/02/1982 18:00:00 | 115.0386 | 126.9897 | 138.5585 | 152.6584 | 162.5397 | 178.9838 | 189.5125 | 198.2083
06/02/1982 19:00:00 | 125.9255 | 135.6212 | 144.4818 | 154.4653 | 161.1363 | 174.1871 | 184.927 | 194.8069
06/02/1982 20:00:00 | 152.4098 | 161.2955 | 166.5458 | 171.5567 | 175.5876 | 183.2323 | 193.0081 | 201.2451
06/02/1982 21:00:00 | 171.8106 | 181.6211 | 188.6316 | 194.7454 | 199.3468 | 207.0421 | 214.4455 | 221.1727
06/02/1982 22:00:00 | 181.049 | 190.5125 | 199.7485 | 207.8082 | 213.5956 | 224.6784 | 229.3311 | 233.0162
06/02/1982 23:00:00 | 183.3016 | 195.9666 | 206.1155 | 215.5276 | 222.2288 | 230.3192 | 234.3599 | 237.5
07/02/1982 00:00:00 | 185.4628 | 201.5361 | 212.2054 | 222.7056 | 228.0353 | 233.8044 | 237.5 | 237.5
07/02/1982 01:00:00 | 184.2372 | 201.5455 | 213.1638 | 224.0898 | 228.7043 | 234.8571 | 237.5 | 237.5
07/02/1982 02:00:00 | 176.6911 | 193.1699 | 205.7033 | 216.322 | 222.6216 | 230.5303 | 234.4968 | 237.5
07/02/1982 03:00:00 | 165.9433 | 179.77 | 191.3594 | 202.2565 | 208.2428 | 220.0583 | 227.3105 | 231.3935
07/02/1982 04:00:00 | 157.0485 | 171.1817 | 182.991 | 194.8105 | 202.1491 | 214.9324 | 222.8136 | 228.8586
07/02/1982 05:00:00 | 151.6081 | 167.6062 | 179.7717 | 192.6694 | 200.0771 | 211.4366 | 216.7439 | 222.2579
07/02/1982 06:00:00 | 150.8474 | 168.5841 | 181.0621 | 195.2841 | 203.2007 | 212.2968 | 213.1193 | 213.6169
07/02/1982 07:00:00 | 145.8779 | 162.7569 | 174.2322 | 187.7124 | 195.1109 | 203.447 | 200.8227 | 198.3595
07/02/1982 08:00:00 | 125.633 | 136.2401 | 142.6866 | 150.6282 | 153.5584 | 155.9434 | 150.0445 | 146.0556
07/02/1982 09:00:00 | 106.7965 | 111.4647 | 113.4095 | 116.5898 | 116.6439 | 114.4109 | 107.1027 | 102.0042
07/02/1982 10:00:00 | 94.1864 | 96.3849 | 96.7054 | 97.5083 | 96.8367 | 94.003 | 87.7331 | 83.1835
07/02/1982 11:00:00 | 77.3807 | 79.7703 | 81.3592 | 82.638 | 82.4428 | 80.6573 | 75.9309 | 72.4475
07/02/1982 12:00:00 | 64.9748 | 66.9428 | 69.5402 | 71.5575 | 72.737 | 73.6587 | 71.8336 | 70.969
07/02/1982 13:00:00 | 62.6818 | 63.9243 | 64.7738 | 65.2505 | 65.9717 | 68.1984 | 70.2555 | 72.8704
07/02/1982 14:00:00 | 58.5793 | 60.2904 | 59.6634 | 58.6599 | 58.7074 | 59.9565 | 63.6249 | 67.0948
07/02/1982 15:00:00 | 50.2317 | 52.9882 | 54.0329 | 54.2391 | 55.2914 | 56.0581 | 60.3948 | 63.545
07/02/1982 16:00:00 | 40.6955 | 43.4283 | 46.7373 | 49.5359 | 52.0256 | 55.0766 | 61.1585 | 65.9998
07/02/1982 17:00:00 | 37.181 | 38.1103 | 40.3755 | 42.5728 | 44.9839 | 50.1042 | 56.4003 | 62.3135
07/02/1982 18:00:00 | 45.9739 | 47.2868 | 48.1738 | 49.4433 | 51.482 | 54.7007 | 59.8639 | 63.8008
07/02/1982 19:00:00 | 61.3744 | 65.5607 | 68.4469 | 71.8099 | 74.2538 | 77.0103 | 79.1706 | 80.1972
07/02/1982 20:00:00 | 81.6336 | 87.4163 | 91.1243 | 96.1175 | 99.5744 | 104.0307 | 104.9823 | 105.1154
07/02/1982 21:00:00 | 84.2592 | 93.1162 | 95.8577 | 100.7363 | 105.3362 | 109.2077 | 111.9717 | 110.7985
07/02/1982 22:00:00 | 57.056 | 69.0613 | 75.2811 | 83.3764 | 90.0031 | 96.8052 | 103.1814 | 105.2347
07/02/1982 23:00:00 | 46.236 | 59.8912 | 70.2368 | 82.6468 | 89.9799 | 101.3507 | 109.6004 | 116.6554
08/02/1982 00:00:00 | 75.0567 | 89.4192 | 101.0026 | 114.6068 | 122.3871 | 135.2377 | 143.0456 | 149.8656
08/02/1982 01:00:00 | 161.8516 | 170.8989 | 176.7941 | 183.0257 | 186.3468 | 192.3345 | 195.1572 | 197.9151
08/02/1982 02:00:00 | 229.745 | 231.0601 | 231.4785 | 232.2617 | 232.6765 | 233.6091 | 233.3576 | 233.1076
08/02/1982 03:00:00 | 237.5 | 237.5 | 237.5 | 237.5 | 237.5 | 237.5 | 237.5 | 237.5
08/02/1982 04:00:00 | 237.5 | 237.5 | 237.5 | 237.5 | 237.5 | 237.5 | 237.5 | 237.5
08/02/1982 05:00:00 | 237.5 | 237.5 | 237.5 | 237.5 | 237.5 | 237.5 | 237.5 | 237.5
08/02/1982 06:00:00 | 230.0249 | 230.8084 | 232.2836 | 232.7615 | 232.207 | 231.5372 | 230.613 | 230.6034
08/02/1982 07:00:00 | 207.9132 | 212.2705 | 218.2676 | 222.9077 | 223.5435 | 224.6005 | 222.1619 | 221.7464
08/02/1982 08:00:00 | 191.7766 | 196.0537 | 199.791 | 202.738 | 201.8366 | 199.9181 | 194.9819 | 192.01
08/02/1982 09:00:00 | 167.5829 | 167.5265 | 167.3171 | 165.8637 | 162.52 | 157.8672 | 151.6234 | 148.2378
08/02/1982 10:00:00 | 121.409 | 123.4268 | 125.681 | 126.6243 | 124.0638 | 121.1744 | 114.8671 | 111.9502
08/02/1982 11:00:00 | 89.2467 | 90.5931 | 92.3447 | 92.7595 | 90.3023 | 87.5131 | 82.5648 | 80.2875
08/02/1982 12:00:00 | 64.5811 | 63.2558 | 63.323 | 62.2509 | 60.3242 | 57.9607 | 55.3127 | 54.1621
08/02/1982 13:00:00 | 42.667 | 41.3707 | 41.4966 | 40.8206 | 39.8923 | 39.0314 | 37.6984 | 37.4172
08/02/1982 14:00:00 | 27.1063 | 26.4647 | 26.7304 | 26.5161 | 26.2643 | 26.1819 | 25.899 | 26.0991
08/02/1982 15:00:00 | 20.869 | 20.8195 | 21.7666 | 22.2918 | 22.553 | 23.0682 | 23.4333 | 24.0313
08/02/1982 16:00:00 | 23.5664 | 23.9527 | 25.2404 | 26.2412 | 26.7489 | 27.9649 | 28.9224 | 30.1197
08/02/1982 17:00:00 | 34.4036 | 37.3087 | 39.0193 | 41.6928 | 43.7035 | 46.6717 | 48.9687 | 50.2464
08/02/1982 18:00:00 | 61.4628 | 70.6851 | 73.3182 | 79.4835 | 83.5194 | 88.0102 | 91.7757 | 92.3248
08/02/1982 19:00:00 | 103.1256 | 115.1208 | 119.4353 | 125.7398 | 129.4924 | 134.3273 | 138.8309 | 140.8027
08/02/1982 20:00:00 | 103.8265 | 112.5326 | 118.413 | 123.7405 | 126.6491 | 132.7178 | 136.9034 | 141.3826
08/02/1982 21:00:00 | 80.956 | 87.4572 | 92.3618 | 97.7678 | 100.8477 | 106.9545 | 111.397 | 115.8894
08/02/1982 22:00:00 | 96.3231 | 100.5011 | 102.6668 | 106.0313 | 109.689 | 115.6726 | 120.9638 | 124.614
08/02/1982 23:00:00 | 144.632 | 145.5387 | 145.2943 | 145.7284 | 147.5667 | 150.708 | 154.4471 | 156.9837
09/02/1982 00:00:00 | 196.0807 | 197.4026 | 196.7676 | 196.256 | 196.7305 | 197.6333 | 198.8436 | 199.6237
09/02/1982 01:00:00 | 227.168 | 229.0742 | 229.7013 | 230.2282 | 230.5226 | 231.0564 | 231.3725 | 231.7079
09/02/1982 02:00:00 | 230.8487 | 233.2553 | 235.2926 | 236.5298 | 236.8417 | 237.5 | 237.5 | 237.5
09/02/1982 03:00:00 | 221.1567 | 225.2938 | 228.7985 | 230.4708 | 231.2549 | 233.8201 | 236.5567 | 237.5
09/02/1982 04:00:00 | 211.9066 | 215.3087 | 220.0859 | 223.6018 | 226.8765 | 230.6062 | 235.7726 | 237.5
09/02/1982 05:00:00 | 218.8685 | 222.3923 | 226.1156 | 227.8372 | 229.8502 | 234.0198 | 237.5 | 237.5
09/02/1982 06:00:00 | 222.46 | 226.3813 | 228.8955 | 230.8865 | 233.7179 | 237.5 | 237.5 | 237.5
09/02/1982 07:00:00 | 218.6324 | 223.235 | 228.3441 | 231.3574 | 235.2438 | 237.5 | 237.5 | 237.5
09/02/1982 08:00:00 | 211.9006 | 218.5328 | 227.0844 | 231.1623 | 235.7873 | 237.5 | 237.5 | 237.5
09/02/1982 09:00:00 | 194.0378 | 202.3111 | 213.5506 | 224.5059 | 231.0114 | 237.5 | 237.5 | 237.5
09/02/1982 10:00:00 | 178.7589 | 185.4106 | 196.2887 | 206.4567 | 217.0973 | 232.0763 | 237.5 | 237.5
09/02/1982 11:00:00 | 177.8609 | 183.7992 | 191.6423 | 199.1162 | 208.4303 | 225.5103 | 233.5787 | 237.5
09/02/1982 12:00:00 | 181.5275 | 188.5219 | 196.2902 | 204.6021 | 215.1657 | 229.9954 | 237.5 | 237.5
09/02/1982 13:00:00 | 195.2905 | 205.4467 | 214.3928 | 225.2759 | 232.3416 | 237.5 | 237.5 | 237.5
09/02/1982 14:00:00 | 203.3692 | 218.1328 | 228.4377 | 235.1449 | 237.5 | 237.5 | 237.5 | 237.5
09/02/1982 15:00:00 | 193.3655 | 214.6891 | 227.9142 | 235.6043 | 237.5 | 237.5 | 237.5 | 237.5
09/02/1982 16:00:00 | 185.5087 | 209.5154 | 224.2278 | 233.1585 | 236.4527 | 237.5 | 237.5 | 237.5
09/02/1982 17:00:00 | 186.1396 | 207.5794 | 222.5529 | 232.3204 | 235.7051 | 237.5 | 237.5 | 237.5
09/02/1982 18:00:00 | 182.2188 | 195.716 | 209.0151 | 222.3132 | 228.368 | 235.6025 | 237.5 | 237.5
09/02/1982 19:00:00 | 194.1503 | 198.5499 | 202.6767 | 206.544 | 209.8923 | 218.9055 | 226.4908 | 230.4105
09/02/1982 20:00:00 | 214.7568 | 218.1096 | 216.9392 | 215.1542 | 213.6759 | 211.3965 | 211.1027 | 211.09
09/02/1982 21:00:00 | 213.2841 | 216.503 | 216.9579 | 215.8406 | 215.2154 | 212.4474 | 211.5822 | 210.5444
09/02/1982 22:00:00 | 201.6237 | 200.7843 | 202.1859 | 200.0342 | 198.446 | 196.0726 | 197.4195 | 199.9312
09/02/1982 23:00:00 | 199.3372 | 196.2827 | 195.978 | 191.6176 | 185.6388 | 178.0074 | 173.1901 | 172.4073
10/02/1982 00:00:00 | 207.0298 | 207.0321 | 204.4604 | 199.3637 | 191.6371 | 180.5698 | 169.9219 | 163.6096
10/02/1982 01:00:00 | 204.543 | 210.0197 | 208.9065 | 206.5755 | 201.2269 | 191.2484 | 179.2791 | 170.4982
10/02/1982 02:00:00 | 186.2421 | 194.1528 | 197.326 | 198.2507 | 194.8157 | 189.0325 | 179.3387 | 173.3526
10/02/1982 03:00:00 | 160.1719 | 166.3632 | 171.6566 | 174.1443 | 172.039 | 170.0644 | 163.5699 | 161.3587
10/02/1982 04:00:00 | 128.8536 | 133.4591 | 138.3352 | 141.334 | 140.5509 | 141.069 | 137.3662 | 137.0795
10/02/1982 05:00:00 | 104.8082 | 107.1304 | 110.249 | 112.588 | 112.6195 | 114.4758 | 113.3854 | 114.4066
10/02/1982 06:00:00 | 96.4111 | 97.0613 | 98.5612 | 99.5992 | 99.8489 | 101.5702 | 102.1088 | 103.6782
10/02/1982 07:00:00 | 103.0756 | 103.6987 | 104.8016 | 105.4516 | 105.3419 | 106.1887 | 106.6153 | 108.0285
10/02/1982 08:00:00 | 119.1057 | 120.7418 | 121.8958 | 122.9992 | 122.5454 | 123.5652 | 123.6153 | 124.8805
10/02/1982 09:00:00 | 132.1715 | 134.412 | 135.2791 | 136.5533 | 136.2363 | 138.0767 | 138.5756 | 140.3349
10/02/1982 10:00:00 | 138.2896 | 141.9267 | 143.4654 | 145.1611 | 144.953 | 146.5363 | 146.5084 | 147.8949
10/02/1982 11:00:00 | 139.7811 | 144.9337 | 147.2811 | 149.2585 | 148.9717 | 149.8515 | 149.1917 | 150.1974
10/02/1982 12:00:00 | 131.0762 | 140.0582 | 146.1929 | 151.8018 | 153.5639 | 156.5741 | 155.4849 | 156.2546
10/02/1982 13:00:00 | 122.7779 | 136.4495 | 147.8515 | 159.5116 | 164.3986 | 171.9273 | 171.2649 | 172.8131
10/02/1982 14:00:00 | 140.6064 | 158.8143 | 172.7883 | 186.9881 | 192.0389 | 199.7493 | 197.0657 | 197.3534
10/02/1982 15:00:00 | 174.2658 | 193.9765 | 209.1911 | 222.3753 | 226.7166 | 230.3638 | 229.2627 | 229.9715
10/02/1982 16:00:00 | 203.659 | 219.2659 | 229.5752 | 234.8021 | 236.1581 | 237.5 | 237.5 | 237.5
10/02/1982 17:00:00 | 222.1345 | 229.4714 | 233.2018 | 236.1521 | 236.3656 | 236.6228 | 234.8446 | 234.4116
10/02/1982 18:00:00 | 216.6693 | 222.2582 | 225.9057 | 227.9587 | 228.0423 | 227.8894 | 227.0069 | 226.2424
10/02/1982 19:00:00 | 185.954 | 193.4874 | 197.899 | 203.2844 | 204.3972 | 207.1443 | 207.598 | 208.6852
10/02/1982 20:00:00 | 157.1121 | 167.0918 | 172.8103 | 179.5126 | 180.6171 | 184.8725 | 184.2741 | 185.7361
10/02/1982 21:00:00 | 154.944 | 164.3781 | 167.7505 | 172.1106 | 171.9679 | 172.9174 | 169.2436 | 167.4711
10/02/1982 22:00:00 | 169.7225 | 177.2367 | 177.1755 | 177.7796 | 176.6508 | 172.8909 | 167.0685 | 161.4915
10/02/1982 23:00:00 | 175.3387 | 179.0876 | 177.4044 | 175.2506 | 172.7661 | 167.1405 | 161.7196 | 156.7396
11/02/1982 00:00:00 | 167.4831 | 167.591 | 166.1596 | 162.9981 | 159.6321 | 155.4118 | 152.2455 | 151.0683
11/02/1982 01:00:00 | 161.4198 | 161.1611 | 160.337 | 157.9006 | 154.952 | 152.4804 | 151.0685 | 151.766
11/02/1982 02:00:00 | 168.9735 | 170.8752 | 170.5909 | 169.5445 | 167.8105 | 166.2081 | 165.4471 | 165.7215
11/02/1982 03:00:00 | 182.8774 | 184.6035 | 185.2715 | 184.3821 | 182.5418 | 180.9414 | 179.1773 | 179.1592
11/02/1982 04:00:00 | 190.9447 | 190.9957 | 190.6608 | 188.2558 | 185.1738 | 181.8979 | 177.0732 | 175.2631
11/02/1982 05:00:00 | 202.5096 | 202.4367 | 201.2658 | 197.9623 | 194.3 | 189.1411 | 182.5266 | 178.8553
11/02/1982 06:00:00 | 214.2617 | 213.1884 | 212.2773 | 208.7173 | 204.8304 | 198.6063 | 191.756 | 188.2269
11/02/1982 07:00:00 | 217.6592 | 214.9872 | 213.2634 | 208.7777 | 204.4717 | 197.1634 | 190.011 | 186.1557
11/02/1982 08:00:00 | 208.0669 | 207.2072 | 205.9919 | 203.4476 | 201.5698 | 197.7487 | 194.1429 | 191.6107
11/02/1982 09:00:00 | 202.2264 | 206.3548 | 206.335 | 206.5959 | 208.3544 | 209.0366 | 210.4245 | 209.9333
11/02/1982 10:00:00 | 208.9504 | 217.6137 | 220.0009 | 222.7028 | 226.3747 | 227.9616 | 229.8206 | 230.2831
11/02/1982 11:00:00 | 207.6941 | 219.4691 | 227.1049 | 230.4389 | 232.6976 | 235.8446 | 237.5 | 237.5
11/02/1982 12:00:00 | 199.308 | 213.8856 | 226.4164 | 231.965 | 234.4117 | 237.5 | 237.5 | 237.5
11/02/1982 13:00:00 | 195.4166 | 210.8009 | 222.4997 | 230.1004 | 231.9157 | 235.5364 | 235.793 | 237.2145
11/02/1982 14:00:00 | 197.746 | 212.7119 | 222.5556 | 229.9119 | 231.8862 | 235.4559 | 235.6008 | 236.4331
11/02/1982 15:00:00 | 214.3598 | 226.9085 | 231.3904 | 236.5948 | 237.5 | 237.5 | 237.5 | 237.5
11/02/1982 16:00:00 | 234.6924 | 237.5 | 237.5 | 237.5 | 237.5 | 237.5 | 237.5 | 237.5
11/02/1982 17:00:00 | 237.5 | 237.5 | 237.5 | 237.5 | 237.5 | 237.5 | 237.5 | 237.5
11/02/1982 18:00:00 | 237.5 | 237.5 | 237.5 | 237.5 | 237.5 | 237.5 | 237.5 | 237.5
11/02/1982 19:00:00 | 237.5 | 237.5 | 237.5 | 237.5 | 237.5 | 237.5 | 237.5 | 237.5
11/02/1982 20:00:00 | 237.5 | 237.5 | 237.5 | 237.5 | 237.5 | 233.5571 | 227.9577 | 225.4918
11/02/1982 21:00:00 | 198.5995 | 194.8497 | 195.3747 | 188.7011 | 177.5249 | 162.0563 | 146.6997 | 139.9387
11/02/1982 22:00:00 | 145.8761 | 141.9078 | 137.4256 | 127.8856 | 117.1714 | 100.864 | 89.2951 | 82.824
11/02/1982 23:00:00 | 112.3334 | 105.3046 | 97.4821 | 86.5322 | 77.645 | 64.3117 | 60.335 | 57.7499
12/02/1982 00:00:00 | 71.8958 | 62.8977 | 57.2247 | 50.0586 | 45.7739 | 41.4398 | 44.6478 | 48.2614
12/02/1982 01:00:00 | 39.2129 | 33.73 | 32.081 | 29.7362 | 29.5169 | 31.544 | 36.4725 | 42.2981
12/02/1982 02:00:00 | 20.7992 | 18.8655 | 18.6843 | 18.4875 | 19.1835 | 22.1285 | 25.2912 | 28.9225
12/02/1982 03:00:00 | 10.1434 | 9.8935 | 10.2115 | 10.6902 | 11.1495 | 12.8457 | 14.2564 | 16.1142
12/02/1982 04:00:00 | 6.4915 | 7.2161 | 7.5175 | 8.0722 | 8.4339 | 9.1817 | 9.9647 | 10.622
12/02/1982 05:00:00 | 5.4146 | 6.4962 | 6.8975 | 7.5682 | 7.993 | 8.7676 | 9.2141 | 9.6616
12/02/1982 06:00:00 | 8.6024 | 10.1944 | 10.8079 | 11.8205 | 12.4388 | 13.5551 | 14.2609 | 14.8849
12/02/1982 07:00:00 | 15.4071 | 18.2328 | 19.1914 | 20.8472 | 22.1931 | 23.9946 | 25.4629 | 26.1839
12/02/1982 08:00:00 | 20.3641 | 23.229 | 24.5441 | 26.6734 | 28.1099 | 30.7692 | 32.4552 | 33.6049
12/02/1982 09:00:00 | 30.5774 | 33.6024 | 34.8855 | 37.6386 | 38.8216 | 41.6542 | 43.226 | 44.5971
12/02/1982 10:00:00 | 47.7232 | 52.2676 | 53.3574 | 56.4074 | 58.1647 | 61.6372 | 63.3548 | 64.0529
12/02/1982 11:00:00 | 71.5507 | 76.189 | 76.8814 | 80.1238 | 83.4364 | 87.344 | 90.4186 | 90.8589
12/02/1982 12:00:00 | 104.0969 | 109.221 | 111.6034 | 115.5294 | 118.8247 | 122.6486 | 126.1328 | 127.447
12/02/1982 13:00:00 | 144.7125 | 152.636 | 155.666 | 159.3369 | 160.2969 | 161.9093 | 162.0163 | 162.2582
12/02/1982 14:00:00 | 174.3536 | 187.5866 | 191.6633 | 198.1392 | 199.3693 | 201.5344 | 198.7647 | 196.6026
12/02/1982 15:00:00 | 206.5003 | 218.3382 | 220.8409 | 226.3346 | 227.9099 | 229.5526 | 230.3063 | 230.0529
12/02/1982 16:00:00 | 230.9554 | 235.6273 | 236.9958 | 237.5 | 237.5 | 237.5 | 237.5 | 237.5
12/02/1982 17:00:00 | 236.8578 | 237.5 | 237.5 | 237.5 | 237.5 | 237.5 | 237.5 | 237.5
12/02/1982 18:00:00 | 237.5 | 237.5 | 237.5 | 237.5 | 237.5 | 237.5 | 237.5 | 237.5
12/02/1982 19:00:00 | 237.5 | 237.5 | 237.5 | 237.5 | 237.5 | 237.5 | 237.5 | 237.5
12/02/1982 20:00:00 | 237.5 | 237.5 | 237.5 | 237.5 | 237.5 | 237.5 | 237.5 | 237.5
12/02/1982 21:00:00 | 237.5 | 237.5 | 237.5 | 237.5 | 237.5 | 237.5 | 237.5 | 237.5
12/02/1982 22:00:00 | 237.5 | 237.5 | 237.5 | 237.5 | 237.5 | 237.5 | 237.5 | 237.5
12/02/1982 23:00:00 | 237.5 | 237.5 | 237.5 | 237.5 | 237.5 | 237.5 | 237.5 | 237.5
13/02/1982 00:00:00 | 237.5 | 237.5 | 237.5 | 237.5 | 237.5 | 237.5 | 237.5 | 237.5
13/02/1982 01:00:00 | 237.5 | 237.5 | 237.5 | 237.5 | 237.5 | 237.5 | 237.5 | 237.5
13/02/1982 02:00:00 | 237.5 | 237.5 | 237.5 | 237.5 | 237.5 | 237.5 | 237.5 | 237.5
13/02/1982 03:00:00 | 237.5 | 237.5 | 237.5 | 237.5 | 237.5 | 237.5 | 237.5 | 237.5
13/02/1982 04:00:00 | 237.5 | 237.5 | 237.5 | 237.5 | 237.5 | 237.5 | 237.5 | 237.5
13/02/1982 05:00:00 | 237.5 | 237.5 | 237.5 | 237.5 | 237.5 | 237.5 | 237.5 | 237.5
13/02/1982 06:00:00 | 237.5 | 237.5 | 237.5 | 237.5 | 237.5 | 237.5 | 237.5 | 237.5
13/02/1982 07:00:00 | 237.5 | 237.5 | 237.5 | 237.5 | 237.5 | 237.5 | 237.5 | 237.5
13/02/1982 08:00:00 | 237.5 | 237.5 | 237.5 | 237.5 | 237.5 | 237.5 | 237.5 | 237.5
13/02/1982 09:00:00 | 237.5 | 237.5 | 237.5 | 237.5 | 237.5 | 237.5 | 237.5 | 237.5
13/02/1982 10:00:00 | 213.717 | 220.0741 | 225.763 | 228.5992 | 229.3052 | 231.3401 | 231.3732 | 232.3603
13/02/1982 11:00:00 | 159.0669 | 162.2266 | 167.0012 | 170.3674 | 170.5343 | 173.1346 | 172.1906 | 173.919
13/02/1982 12:00:00 | 131.926 | 137.7227 | 143.0369 | 148.0945 | 149.4701 | 152.7343 | 151.2117 | 151.4041
13/02/1982 13:00:00 | 118.8829 | 130.4476 | 138.7503 | 148.5187 | 152.4409 | 159.5008 | 157.0187 | 155.9553
13/02/1982 14:00:00 | 105.643 | 122.0816 | 129.93 | 141.0907 | 144.1843 | 149.3618 | 145.4236 | 142.9388
13/02/1982 15:00:00 | 105.6447 | 119.4593 | 122.8781 | 127.5631 | 127.5531 | 126.5529 | 124.0809 | 121.6747
13/02/1982 16:00:00 | 101.5708 | 107.961 | 109.9138 | 112.1513 | 113.4483 | 114.8633 | 117.322 | 118.7412
13/02/1982 17:00:00 | 82.5546 | 88.6748 | 93.9031 | 99.2585 | 102.2372 | 108.9112 | 113.0491 | 117.6696
13/02/1982 18:00:00 | 76.382 | 85.2699 | 92.3335 | 99.1107 | 100.2875 | 104.8039 | 104.4995 | 107.1197
13/02/1982 19:00:00 | 91.3339 | 100.4126 | 106.3426 | 111.3896 | 110.0265 | 110.8127 | 107.4155 | 108.4615
13/02/1982 20:00:00 | 98.2089 | 107.2122 | 114.9708 | 121.123 | 120.8692 | 122.6113 | 120.3491 | 121.5358
13/02/1982 21:00:00 | 84.6172 | 92.9974 | 100.8849 | 108.6299 | 111.192 | 117.0609 | 115.4322 | 116.5897
13/02/1982 22:00:00 | 67.3852 | 72.3918 | 77.2816 | 82.0377 | 83.9827 | 88.0713 | 85.8442 | 85.6072
13/02/1982 23:00:00 | 47.9745 | 51.2643 | 53.0912 | 55.7555 | 57.8428 | 61.4245 | 60.726 | 60.1203
14/02/1982 00:00:00 | 35.322 | 38.5683 | 39.8413 | 42.3276 | 44.477 | 47.5149 | 47.9223 | 47.5472
14/02/1982 01:00:00 | 31.1844 | 34.0531 | 35.2305 | 37.5551 | 39.1079 | 40.6196 | 41.3494 | 41.1282
14/02/1982 02:00:00 | 30.7352 | 33.2388 | 34.1347 | 36.0072 | 37.8251 | 39.5541 | 41.3021 | 41.4979
14/02/1982 03:00:00 | 31.4199 | 33.5526 | 34.0966 | 35.5187 | 37.346 | 39.6559 | 42.0606 | 42.925
14/02/1982 04:00:00 | 30.1986 | 31.9894 | 32.2779 | 33.2003 | 34.1515 | 35.8809 | 38.1113 | 39.4536
14/02/1982 05:00:00 | 30.2236 | 31.8082 | 32.2772 | 33.0199 | 33.5192 | 35.288 | 36.5548 | 38.1102
14/02/1982 06:00:00 | 31.7439 | 32.9796 | 33.9847 | 34.7129 | 34.7565 | 36.3119 | 36.6344 | 38.1262
14/02/1982 07:00:00 | 30.6451 | 31.2225 | 32.415 | 33.0624 | 32.7411 | 32.9011 | 31.9435 | 32.0671
14/02/1982 08:00:00 | 26.3346 | 26.7066 | 27.3898 | 27.9387 | 27.8206 | 26.7494 | 25.6485 | 24.5993
14/02/1982 09:00:00 | 21.9775 | 22.8168 | 23.1243 | 23.5989 | 23.8005 | 22.4704 | 21.7783 | 20.3313
14/02/1982 10:00:00 | 19.4826 | 19.9906 | 20.1721 | 20.3734 | 20.4473 | 19.0977 | 18.3674 | 17.0301
14/02/1982 11:00:00 | 15.1151 | 14.8836 | 14.5609 | 14.1723 | 13.986 | 12.6307 | 11.7691 | 10.6005
14/02/1982 12:00:00 | 8.5972 | 8.3699 | 7.688 | 7.1567 | 6.9891 | 6.0787 | 5.6845 | 4.9678
14/02/1982 13:00:00 | 4.7624 | 4.653 | 3.9475 | 3.4748 | 3.3784 | 2.7222 | 2.624 | 2.1134
14/02/1982 14:00:00 | 2.4932 | 2.7514 | 2.3878 | 2.2582 | 2.3405 | 1.9725 | 2.0065 | 1.7299
14/02/1982 15:00:00 | 0.56354 | 0.92075 | 0.86303 | 0.95232 | 1.1054 | 1.0605 | 1.2568 | 1.1739
14/02/1982 16:00:00 | 0 | 0 | 0 | 0 | 0 | 0 | 0 | 0
14/02/1982 17:00:00 | 0 | 0 | 0 | 0 | 0 | 0 | 0 | 0
14/02/1982 18:00:00 | 0 | 0 | 0 | 0 | 0 | 0 | 0 | 0
14/02/1982 19:00:00 | 0 | 0 | 0 | 0 | 0 | 0 | 0 | 0
14/02/1982 20:00:00 | 0 | 0 | 0 | 0 | 0 | 0 | 0 | 0
14/02/1982 21:00:00 | 0 | 0 | 0 | 0 | 0 | 0 | 0 | 0
14/02/1982 22:00:00 | 0 | 0 | 0 | 0 | 0 | 0 | 0 | 0
14/02/1982 23:00:00 | 0.82664 | 0.50674 | 0 | 0 | 0 | 0 | 0 | 0
15/02/1982 00:00:00 | 4.3966 | 3.8151 | 2.852 | 1.9747 | 1.4814 | 0.59864 | 0.036666 | 0
15/02/1982 01:00:00 | 8.0089 | 7.1031 | 6.1373 | 5.064 | 4.0041 | 2.4156 | 1.6242 | 1.1822
15/02/1982 02:00:00 | 11.5065 | 10.2009 | 9.1167 | 8.0245 | 7.0669 | 5.7381 | 4.9494 | 4.5176
15/02/1982 03:00:00 | 13.5495 | 12.4988 | 11.6657 | 10.4867 | 9.4753 | 8.0929 | 7.2797 | 6.6533
15/02/1982 04:00:00 | 14.2099 | 13.5245 | 12.6808 | 11.6802 | 10.931 | 9.1851 | 8.4792 | 7.6937
15/02/1982 05:00:00 | 15.8406 | 15.4292 | 14.4969 | 13.6867 | 13.289 | 12.534 | 12.3574 | 12.0775
15/02/1982 06:00:00 | 23.138 | 22.6453 | 22.646 | 22.2195 | 22.005 | 21.988 | 21.9347 | 22.2691
15/02/1982 07:00:00 | 37.6162 | 37.6791 | 38.3451 | 38.6895 | 39.03 | 39.8226 | 39.5845 | 39.7988
15/02/1982 08:00:00 | 49.9794 | 51.1869 | 51.0936 | 51.5733 | 52.3872 | 53.308 | 53.72 | 53.5176
15/02/1982 09:00:00 | 52.2156 | 52.3798 | 51.9264 | 51.7313 | 51.7484 | 51.4826 | 51.2883 | 50.8193
15/02/1982 10:00:00 | 51.9692 | 51.0713 | 51.3536 | 51.1193 | 50.6718 | 50.3695 | 50.725 | 51.4162
15/02/1982 11:00:00 | 58.2379 | 57.3055 | 58.7124 | 59.0327 | 58.9241 | 58.9033 | 58.3344 | 58.6733
15/02/1982 12:00:00 | 72.8547 | 71.8338 | 71.697 | 70.7398 | 69.8433 | 68.3153 | 66.365 | 65.2817
15/02/1982 13:00:00 | 84.1385 | 82.3556 | 80.187 | 77.2641 | 75.383 | 72.9847 | 72.2714 | 72.0908
15/02/1982 14:00:00 | 99.4806 | 95.8842 | 94.6109 | 92.0934 | 90.8596 | 89.8892 | 89.8402 | 90.6788
15/02/1982 15:00:00 | 128.9506 | 124.9713 | 124.8508 | 123.8026 | 123.6321 | 123.7853 | 123.5524 | 123.985
15/02/1982 16:00:00 | 165.8774 | 163.1091 | 163.23 | 162.895 | 162.7289 | 162.0274 | 160.7799 | 159.8343
15/02/1982 17:00:00 | 198.382 | 195.814 | 194.8603 | 193.8907 | 193.3099 | 191.6098 | 190.2703 | 188.7638
15/02/1982 18:00:00 | 220.4201 | 217.9184 | 217.1051 | 216.5758 | 216.2577 | 215.4014 | 213.9606 | 212.5965
15/02/1982 19:00:00 | 233.3389 | 232.4737 | 232.6113 | 232.7253 | 232.4972 | 231.7369 | 230.3017 | 229.1159
15/02/1982 20:00:00 | 237.5 | 237.5 | 237.5 | 237.5 | 237.5 | 237.5 | 237.4869 | 236.2049
15/02/1982 21:00:00 | 237.5 | 237.5 | 237.5 | 237.5 | 237.5 | 237.5 | 237.5 | 237.5
15/02/1982 22:00:00 | 229.8768 | 233.0848 | 233.5885 | 235.4532 | 236.9925 | 237.5 | 237.5 | 236.6118
15/02/1982 23:00:00 | 200.7458 | 209.0834 | 209.1912 | 212.3901 | 214.9296 | 216.8892 | 215.3652 | 212.0448
16/02/1982 00:00:00 | 165.7153 | 173.7193 | 174.6735 | 177.5775 | 179.0389 | 180.3159 | 179.6569 | 178.0818
16/02/1982 01:00:00 | 140.719 | 147.5736 | 148.5218 | 151.9033 | 155.086 | 159.9645 | 163.0267 | 164.2801
16/02/1982 02:00:00 | 107.9443 | 112.6989 | 114.7197 | 119.3488 | 123.8078 | 131.8859 | 138.6414 | 143.0245
16/02/1982 03:00:00 | 104.8246 | 108.0683 | 112.3096 | 116.8867 | 119.563 | 124.0289 | 126.9612 | 130.0761
16/02/1982 04:00:00 | 124.9365 | 128.6843 | 132.2669 | 134.9977 | 134.5173 | 135.4771 | 135.3732 | 137.4062
16/02/1982 05:00:00 | 119.7297 | 125.6797 | 130.8699 | 136.7644 | 138.7958 | 145.4462 | 149.4316 | 155.2303
16/02/1982 06:00:00 | 110.2579 | 119.235 | 126.8775 | 136.8334 | 142.6077 | 152.0869 | 157.0295 | 161.5804
16/02/1982 07:00:00 | 97.3958 | 106.1256 | 112.5453 | 120.5607 | 125.1492 | 131.1561 | 134.7151 | 136.4802
16/02/1982 08:00:00 | 81.4741 | 89.5801 | 93.9999 | 99.6543 | 102.88 | 107.8872 | 112.3419 | 115.3858
16/02/1982 09:00:00 | 69.0765 | 78.0891 | 82.635 | 88.5765 | 92.3541 | 98.7292 | 102.9576 | 106.3796
16/02/1982 10:00:00 | 58.7803 | 65.5066 | 69.1707 | 74.6654 | 78.8232 | 86.1441 | 91.2427 | 95.4747
16/02/1982 11:00:00 | 48.745 | 53.1369 | 55.4478 | 58.7802 | 61.6163 | 67.5145 | 72.3126 | 77.0188
16/02/1982 12:00:00 | 37.4458 | 42.3629 | 44.7244 | 48.6961 | 51.771 | 57.7346 | 62.5709 | 66.5487
16/02/1982 13:00:00 | 37.0211 | 38.8392 | 39.6624 | 40.9679 | 42.7442 | 45.7947 | 49.9901 | 53.0678
16/02/1982 14:00:00 | 44.9553 | 45.4181 | 44.5055 | 43.323 | 43.1061 | 42.1428 | 42.9603 | 43.1155
16/02/1982 15:00:00 | 48.3012 | 51.637 | 50.1267 | 49.6416 | 50.1534 | 49.1927 | 48.1912 | 45.8317
16/02/1982 16:00:00 | 54.2633 | 56.6736 | 54.805 | 54.0933 | 54.3468 | 54.1572 | 53.2851 | 51.8411
16/02/1982 17:00:00 | 63.2469 | 64.7694 | 62.7226 | 61.4758 | 61.238 | 61.1948 | 60.9816 | 60.5529
16/02/1982 18:00:00 | 55.7366 | 58.3335 | 58.0827 | 59.6559 | 60.4851 | 63.2437 | 64.4207 | 65.4351
16/02/1982 19:00:00 | 48.2694 | 50.8829 | 55.1485 | 59.3568 | 60.6499 | 65.4786 | 68.5846 | 73.3823
16/02/1982 20:00:00 | 58.0891 | 59.8319 | 65.2961 | 68.1007 | 70.2822 | 74.0827 | 79.0646 | 84.2574
16/02/1982 21:00:00 | 67.0566 | 67.9746 | 68.5374 | 69.3049 | 71.7083 | 74.96 | 77.5718 | 78.6948
16/02/1982 22:00:00 | 67.1206 | 67.3605 | 68.1452 | 69.5834 | 70.3844 | 72.0746 | 73.6133 | 74.8399
16/02/1982 23:00:00 | 68.7019 | 70.1144 | 71.1636 | 72.238 | 72.956 | 73.5695 | 75.3977 | 76.4464
17/02/1982 00:00:00 | 64.7715 | 66.5009 | 66.0049 | 66.2594 | 66.7906 | 67.2028 | 68.2866 | 68.4683
17/02/1982 01:00:00 | 57.9948 | 59.1098 | 60.2553 | 61.5048 | 61.475 | 62.0491 | 62.8343 | 63.8434
17/02/1982 02:00:00 | 56.3867 | 56.7321 | 57.6004 | 58.5112 | 58.7122 | 60.341 | 60.8612 | 62.1574
17/02/1982 03:00:00 | 55.4096 | 55.8836 | 56.8976 | 57.8708 | 57.6538 | 61.2394 | 61.8936 | 65.0186
17/02/1982 04:00:00 | 58.9197 | 62.3587 | 67.645 | 71.9299 | 72.1923 | 78.9783 | 82.6986 | 90.5976
17/02/1982 05:00:00 | 64.9626 | 70.5581 | 76.7483 | 82.7644 | 86.8628 | 96.7317 | 103.9786 | 112.672
17/02/1982 06:00:00 | 61.2435 | 66.6008 | 69.6463 | 73.9312 | 79.0909 | 87.7686 | 94.7971 | 100.1223
17/02/1982 07:00:00 | 58.2264 | 61.1141 | 63.2739 | 65.755 | 67.3427 | 71.2688 | 75.1821 | 79.1812
17/02/1982 08:00:00 | 61.9187 | 63.7648 | 65.4828 | 66.9769 | 67.5622 | 69.1724 | 70.735 | 72.6616
17/02/1982 09:00:00 | 65.1878 | 68.3635 | 70.1777 | 72.2415 | 73.5175 | 75.5622 | 76.8835 | 77.9783
17/02/1982 10:00:00 | 67.9232 | 72.1258 | 73.9263 | 76.1205 | 77.3487 | 78.7941 | 79.9911 | 80.5983
17/02/1982 11:00:00 | 66.9769 | 71.7057 | 73.4057 | 75.5312 | 76.8034 | 78.3194 | 79.3996 | 79.9394
17/02/1982 12:00:00 | 67.5273 | 71.946 | 72.4656 | 73.5528 | 74.5525 | 75.4864 | 76.4106 | 76.5573
17/02/1982 13:00:00 | 69.8039 | 74.1979 | 73.7411 | 74.1017 | 74.8658 | 74.6955 | 75.1076 | 74.2164
17/02/1982 14:00:00 | 75.3815 | 79.9619 | 78.9607 | 79.2056 | 80.0146 | 79.429 | 79.5159 | 77.8474
17/02/1982 15:00:00 | 83.1538 | 87.3595 | 85.8479 | 85.9754 | 86.736 | 86.3303 | 86.0647 | 84.1617
17/02/1982 16:00:00 | 89.0778 | 93.3859 | 92.4532 | 92.8912 | 93.5657 | 93.6967 | 93.4511 | 92.1814
17/02/1982 17:00:00 | 97.2986 | 101.3072 | 101.5447 | 102.3407 | 102.8609 | 103.4091 | 103.7779 | 103.7557
17/02/1982 18:00:00 | 110.9539 | 116.0638 | 116.923 | 118.1731 | 118.2643 | 117.8533 | 117.5777 | 117.0402
17/02/1982 19:00:00 | 123.8746 | 131.0739 | 134.5776 | 138.3773 | 138.8496 | 138.5779 | 136.6968 | 135.1527
17/02/1982 20:00:00 | 116.0885 | 125.3199 | 131.3384 | 137.9893 | 139.2364 | 142.4312 | 143.8395 | 146.2637
17/02/1982 21:00:00 | 91.0025 | 99.2876 | 105.4284 | 113.0535 | 115.0404 | 120.0819 | 122.4957 | 126.0654
17/02/1982 22:00:00 | 78.7066 | 83.2329 | 87.2849 | 92.6809 | 94.8288 | 98.7572 | 99.2266 | 100.2877
17/02/1982 23:00:00 | 82.7608 | 85.0524 | 87.2204 | 90.0918 | 91.7998 | 95.7786 | 98.1411 | 100.7284
18/02/1982 00:00:00 | 78.847 | 80.3414 | 82.9628 | 85.2377 | 86.0936 | 89.7533 | 92.2774 | 95.9564
18/02/1982 01:00:00 | 70.1062 | 70.3516 | 71.2248 | 72.1265 | 72.4411 | 74.3261 | 74.8122 | 76.115
18/02/1982 02:00:00 | 66.7445 | 63.2118 | 62.0827 | 59.3552 | 57.3639 | 55.9732 | 54.3281 | 54.381
18/02/1982 03:00:00 | 47.0327 | 43.1342 | 41.9874 | 39.3879 | 37.8257 | 36.5474 | 35.497 | 35.8515
18/02/1982 04:00:00 | 33.3922 | 33.5877 | 33.5256 | 34.0157 | 35.0488 | 36.9475 | 38.888 | 40.1308
18/02/1982 05:00:00 | 39.1432 | 41.8455 | 43.3865 | 45.9905 | 48.0027 | 51.3206 | 54.2065 | 56.0874
18/02/1982 06:00:00 | 50.9211 | 52.6113 | 54.5904 | 56.8811 | 57.7323 | 60.2797 | 61.2948 | 62.7523
18/02/1982 07:00:00 | 62.8914 | 62.5834 | 63.8587 | 64.6803 | 64.8008 | 65.8932 | 66.3322 | 67.5384
18/02/1982 08:00:00 | 62.5931 | 61.074 | 61.8601 | 61.6754 | 61.1504 | 61.3375 | 62.6368 | 64.6403
18/02/1982 09:00:00 | 52.8036 | 52.6953 | 52.0366 | 51.8324 | 52.3567 | 53.5999 | 55.0455 | 56.163
18/02/1982 10:00:00 | 51.5441 | 53.8734 | 52.4755 | 52.7511 | 54.7403 | 57.1653 | 59.9594 | 60.601
18/02/1982 11:00:00 | 44.3311 | 45.8477 | 46.1695 | 46.4674 | 47.3117 | 49.6265 | 51.6665 | 53.5637
18/02/1982 12:00:00 | 28.8106 | 29.3087 | 31.4118 | 31.6793 | 31.1191 | 32.1226 | 31.637 | 33.2116
18/02/1982 13:00:00 | 17.4779 | 18.2673 | 21.9963 | 23.4047 | 22.6575 | 23.4729 | 22.5245 | 24.4028
18/02/1982 14:00:00 | 13.4849 | 14.5412 | 20.1225 | 23.138 | 22.6563 | 23.6122 | 23.7439 | 26.7168
18/02/1982 15:00:00 | 15.9738 | 17.1506 | 23.8039 | 27.6205 | 27.9289 | 29.7143 | 30.7069 | 34.5652
18/02/1982 16:00:00 | 21.0175 | 22.0403 | 30.0369 | 34.8992 | 35.4899 | 38.7478 | 39.1487 | 43.8542
18/02/1982 17:00:00 | 27.6567 | 28.36 | 37.2029 | 42.763 | 43.7835 | 48.5442 | 49.0712 | 54.9311
18/02/1982 18:00:00 | 35.6389 | 35.5241 | 42.5196 | 46.2261 | 47.3272 | 52.057 | 53.5531 | 59.0543
18/02/1982 19:00:00 | 45.0075 | 45.4318 | 49.1923 | 51.3709 | 52.4896 | 55.7798 | 57.8487 | 61.7381
18/02/1982 20:00:00 | 46.6805 | 48.8668 | 50.11 | 51.5408 | 52.6175 | 55.0699 | 56.8439 | 58.5643
18/02/1982 21:00:00 | 39.6725 | 41.1421 | 42.7252 | 43.9612 | 44.1983 | 45.4988 | 45.8882 | 47.0728
18/02/1982 22:00:00 | 33.1693 | 34.0222 | 35.9688 | 37.3032 | 37.6815 | 39.0599 | 39.0663 | 40.0055
18/02/1982 23:00:00 | 30.5202 | 31.087 | 33.7675 | 35.1741 | 34.9517 | 35.9262 | 35.8683 | 37.6803
19/02/1982 00:00:00 | 31.2424 | 30.9846 | 34.3724 | 36.3019 | 36.0392 | 37.7089 | 37.9702 | 40.6832
19/02/1982 01:00:00 | 32.3309 | 32.3197 | 34.6243 | 36.4239 | 36.6372 | 39.2466 | 39.9315 | 42.5496
19/02/1982 02:00:00 | 38.4019 | 38.2546 | 41.6217 | 43.594 | 42.7549 | 44.3296 | 44.2224 | 47.1589
19/02/1982 03:00:00 | 39.3249 | 39.3581 | 44.2941 | 47.4565 | 46.0431 | 47.2922 | 45.8171 | 48.6164
19/02/1982 04:00:00 | 42.3499 | 42.5564 | 47.71 | 51.0033 | 49.4306 | 50.8617 | 48.943 | 51.648
19/02/1982 05:00:00 | 53.4522 | 53.7523 | 60.2616 | 63.3839 | 61.2634 | 62.5465 | 60.6499 | 64.4714
19/02/1982 06:00:00 | 62.8919 | 64.4457 | 73.164 | 77.9939 | 76.29 | 78.3828 | 77.3994 | 82.4894
19/02/1982 07:00:00 | 75.4072 | 76.8936 | 88.1209 | 94.7023 | 93.537 | 96.7563 | 97.1252 | 103.9551
19/02/1982 08:00:00 | 92.7321 | 93.5686 | 104.9809 | 110.7126 | 110.0188 | 112.4314 | 113.6838 | 120.7376
19/02/1982 09:00:00 | 109.2861 | 110.5373 | 118.7791 | 120.9284 | 121.0067 | 120.912 | 121.9554 | 125.4772
19/02/1982 10:00:00 | 113.813 | 115.5124 | 119.4654 | 120.0343 | 120.6477 | 120.6212 | 120.7916 | 121.876
19/02/1982 11:00:00 | 104.2605 | 106.688 | 110.4358 | 113.3716 | 113.7713 | 115.9819 | 115.1982 | 116.4765
19/02/1982 12:00:00 | 86.1251 | 89.6412 | 94.7867 | 100.046 | 100.7566 | 105.3452 | 105.7318 | 109.364
19/02/1982 13:00:00 | 79.7042 | 83.2003 | 90.5377 | 97.5707 | 98.3439 | 104.423 | 106.231 | 112.8536
19/02/1982 14:00:00 | 84.0455 | 87.8159 | 98.8992 | 108.1594 | 109.1604 | 117.3275 | 121.2947 | 130.9608
19/02/1982 15:00:00 | 94.859 | 98.8182 | 111.0476 | 120.9566 | 122.5264 | 129.5603 | 135.2756 | 145.4857
19/02/1982 16:00:00 | 112.2461 | 115.7308 | 125.5769 | 132.8647 | 135.1244 | 140.509 | 144.5505 | 150.9825
19/02/1982 17:00:00 | 125.9046 | 131.3254 | 138.4937 | 144.6834 | 147.4948 | 153.0301 | 156.3331 | 160.4976
19/02/1982 18:00:00 | 127.6764 | 137.5672 | 145.6316 | 154.3096 | 157.4956 | 164.1508 | 166.8505 | 170.6365
19/02/1982 19:00:00 | 124.7166 | 136.054 | 147.3586 | 159.3642 | 163.9031 | 173.8168 | 176.9563 | 182.353
19/02/1982 20:00:00 | 122.6459 | 131.9857 | 141.9892 | 151.3694 | 154.3798 | 162.5583 | 166.3038 | 172.6732
19/02/1982 21:00:00 | 121.1601 | 129.8149 | 137.0897 | 143.0294 | 143.0134 | 144.7171 | 145.5547 | 148.6262
19/02/1982 22:00:00 | 118.3606 | 126.9098 | 133.6209 | 139.6163 | 138.5188 | 138.1938 | 136.2971 | 136.9935
19/02/1982 23:00:00 | 116.8842 | 124.5507 | 128.6117 | 133.2871 | 131.7079 | 131.8133 | 129.808 | 130.6125
20/02/1982 00:00:00 | 114.8937 | 120.8944 | 122.0877 | 123.4941 | 121.7558 | 121.2242 | 119.1092 | 119.1742
20/02/1982 01:00:00 | 106.2764 | 109.3996 | 109.3514 | 108.9194 | 107.0606 | 106.0259 | 104.067 | 103.8445
20/02/1982 02:00:00 | 96.0596 | 96.9108 | 97.0585 | 96.6174 | 95.5623 | 95.4991 | 94.6641 | 95.4173
20/02/1982 03:00:00 | 87.6364 | 88.3628 | 89.1612 | 89.3675 | 88.774 | 89.4327 | 89.4316 | 90.9276
20/02/1982 04:00:00 | 78.729 | 79.9703 | 81.3132 | 82.407 | 82.5226 | 83.7094 | 84.2751 | 85.7627
20/02/1982 05:00:00 | 74.5931 | 76.2426 | 77.9971 | 79.7553 | 80.5583 | 82.3803 | 83.4717 | 85.0298
20/02/1982 06:00:00 | 77.4643 | 78.0675 | 79.4996 | 80.1772 | 80.1638 | 80.9483 | 81.0032 | 82.1699
20/02/1982 07:00:00 | 81.1487 | 80.2443 | 81.6006 | 81.358 | 80.531 | 80.429 | 80.0455 | 81.3632
20/02/1982 08:00:00 | 77.8307 | 77.2946 | 79.0204 | 79.9895 | 80.507 | 82.0433 | 83.164 | 85.0206
20/02/1982 09:00:00 | 68.6077 | 70.0973 | 72.3077 | 75.5178 | 77.6581 | 81.5425 | 84.0816 | 86.46
20/02/1982 10:00:00 | 65.6828 | 68.5438 | 71.7817 | 76.1315 | 78.1953 | 82.7345 | 85.3572 | 88.4626
20/02/1982 11:00:00 | 66.4878 | 69.3953 | 73.5524 | 77.7193 | 78.7324 | 82.3571 | 84.3062 | 87.725
20/02/1982 12:00:00 | 67.6405 | 70.2714 | 74.8905 | 78.9194 | 79.2717 | 81.9627 | 83.0367 | 86.0834
20/02/1982 13:00:00 | 76.0371 | 77.6062 | 81.8978 | 84.7908 | 84.5555 | 85.5797 | 85.763 | 87.8641
20/02/1982 14:00:00 | 82.8603 | 83.2836 | 86.2391 | 88.1949 | 88.5143 | 88.948 | 90.024 | 91.6173
20/02/1982 15:00:00 | 87.8204 | 88.7515 | 91.4282 | 94.0283 | 95.2129 | 96.4429 | 97.8368 | 98.8101
20/02/1982 16:00:00 | 108.3203 | 108.8147 | 111.4199 | 113.2704 | 113.5435 | 113.7999 | 113.9006 | 114.4786
20/02/1982 17:00:00 | 145.3087 | 146.6653 | 148.5994 | 149.3164 | 148.739 | 147.9749 | 147.2582 | 147.5547
20/02/1982 18:00:00 | 187.7218 | 194.7748 | 198.8479 | 202.1118 | 201.6448 | 201.5753 | 198.2454 | 197.24
20/02/1982 19:00:00 | 223.1533 | 230.1462 | 232.4924 | 234.8055 | 234.9418 | 235.8649 | 234.5472 | 234.4538
20/02/1982 20:00:00 | 231.597 | 237.5 | 237.5 | 237.5 | 237.5 | 237.5 | 237.5 | 237.5
20/02/1982 21:00:00 | 227.1856 | 234.8925 | 237.5 | 237.5 | 237.5 | 237.5 | 237.5 | 237.5
20/02/1982 22:00:00 | 212.2534 | 227.0258 | 231.125 | 235.4943 | 236.6266 | 237.5 | 237.5 | 237.5
20/02/1982 23:00:00 | 198.1091 | 210.3626 | 216.7419 | 223.4224 | 224.0586 | 227.7926 | 228.4086 | 230.3124
21/02/1982 00:00:00 | 177.2138 | 186.5226 | 191.7401 | 196.6172 | 196.9571 | 201.5803 | 202.9041 | 206.8925
21/02/1982 01:00:00 | 148.067 | 155.118 | 160.9062 | 165.7824 | 167.4545 | 174.0784 | 177.8015 | 184.1427
21/02/1982 02:00:00 | 122.7225 | 129.0989 | 135.0444 | 140.4959 | 142.5564 | 150.1629 | 154.1545 | 161.0157
21/02/1982 03:00:00 | 118.1718 | 124.7069 | 129.2674 | 134.5079 | 136.0766 | 143.1458 | 146.104 | 151.7583
21/02/1982 04:00:00 | 124.1558 | 130.6222 | 134.1671 | 138.3095 | 139.5489 | 145.8457 | 149.3164 | 154.999
21/02/1982 05:00:00 | 129.5522 | 136.1399 | 138.546 | 142.048 | 143.6862 | 149.889 | 154.28 | 159.9062
21/02/1982 06:00:00 | 139.4178 | 146.8439 | 148.1644 | 151.3965 | 153.6055 | 159.8536 | 164.2679 | 168.7117
21/02/1982 07:00:00 | 155.0042 | 165.0553 | 165.7505 | 169.3732 | 172.2817 | 178.4596 | 183.075 | 186.5276
21/02/1982 08:00:00 | 176.9282 | 188.6344 | 189.165 | 193.2015 | 196.46 | 202.4552 | 206.6953 | 209.1258
21/02/1982 09:00:00 | 190.6617 | 201.1036 | 202.1922 | 205.9683 | 208.6753 | 213.9184 | 217.4017 | 219.7318
21/02/1982 10:00:00 | 189.2397 | 198.6607 | 200.9077 | 205.3871 | 208.4505 | 215.0209 | 218.6807 | 221.9997
21/02/1982 11:00:00 | 184.4663 | 194.9996 | 197.5283 | 203.4975 | 208.3025 | 217.778 | 222.6996 | 226.6912
21/02/1982 12:00:00 | 187.2869 | 199.2764 | 201.7777 | 207.7011 | 213.5011 | 223.8931 | 227.6494 | 229.1494
21/02/1982 13:00:00 | 190.5205 | 202.4459 | 203.9624 | 208.5219 | 213.5654 | 221.9171 | 224.9974 | 226.5055
21/02/1982 14:00:00 | 184.0824 | 194.6892 | 195.0747 | 198.7669 | 203.1513 | 209.5374 | 210.3681 | 210.0589
21/02/1982 15:00:00 | 174.5272 | 183.2902 | 184.5114 | 187.5683 | 190.1749 | 195.7334 | 194.3354 | 193.7411
21/02/1982 16:00:00 | 169.8283 | 176.0524 | 178.4946 | 180.7267 | 181.1684 | 184.8217 | 181.6543 | 181.6863
21/02/1982 17:00:00 | 162.885 | 168.6133 | 172.8479 | 176.4843 | 178.0462 | 184.4502 | 182.4418 | 184.3764
21/02/1982 18:00:00 | 158.6679 | 164.3077 | 171.704 | 177.3877 | 179.4039 | 186.7592 | 186.2833 | 190.2908
21/02/1982 19:00:00 | 152.6522 | 156.9097 | 167.8067 | 175.2427 | 176.8815 | 182.6159 | 181.3152 | 185.2957
21/02/1982 20:00:00 | 129.823 | 133.6501 | 144.7573 | 153.198 | 158.1386 | 168.8842 | 171.0681 | 177.1943
21/02/1982 21:00:00 | 113.7544 | 119.3277 | 127.8445 | 135.825 | 142.1769 | 155.2395 | 160.6761 | 168.2455
21/02/1982 22:00:00 | 98.5161 | 104.9423 | 114.0811 | 121.841 | 127.1834 | 139.6792 | 145.0027 | 152.4198
21/02/1982 23:00:00 | 79.7416 | 85.2463 | 94.0918 | 101.1699 | 104.5458 | 113.9584 | 117.9351 | 125.0819
22/02/1982 00:00:00 | 71.3572 | 77.3433 | 85.3556 | 91.685 | 93.7314 | 99.5129 | 100.7573 | 105.1826
22/02/1982 01:00:00 | 68.3022 | 73.9544 | 80.6775 | 85.6574 | 86.7996 | 90.704 | 91.0328 | 94.2478
22/02/1982 02:00:00 | 71.0832 | 76.24 | 80.9081 | 84.0937 | 84.3801 | 86.4124 | 86.064 | 88.0281
22/02/1982 03:00:00 | 75.207 | 80.4614 | 83.7567 | 85.9918 | 86.0548 | 87.0968 | 86.3526 | 87.3251
22/02/1982 04:00:00 | 72.7334 | 78.5365 | 81.2551 | 83.5053 | 83.8918 | 85.0435 | 84.5968 | 85.2256
22/02/1982 05:00:00 | 68.8078 | 73.9866 | 76.0795 | 78.0474 | 78.309 | 79.0251 | 78.1848 | 78.2074
22/02/1982 06:00:00 | 68.2099 | 72.3508 | 73.7048 | 74.94 | 74.5852 | 74.2666 | 72.6891 | 72.0689
22/02/1982 07:00:00 | 72.6227 | 77.2513 | 77.9708 | 78.8365 | 78.1402 | 77.2827 | 75.3265 | 74.2231
22/02/1982 08:00:00 | 79.0827 | 83.6603 | 83.7508 | 84.1763 | 83.2217 | 82.1134 | 80.0851 | 78.8176
22/02/1982 09:00:00 | 82.1963 | 85.8862 | 85.7822 | 85.7799 | 84.695 | 83.4978 | 81.3836 | 80.1449
22/02/1982 10:00:00 | 72.2874 | 74.8932 | 75.4086 | 75.596 | 75.1477 | 75.0301 | 73.2607 | 72.5609
22/02/1982 11:00:00 | 62.1711 | 64.1332 | 64.4258 | 64.6274 | 64.6656 | 65.4236 | 64.0422 | 63.5809
22/02/1982 12:00:00 | 56.999 | 58.6371 | 58.2549 | 58.423 | 58.3227 | 59.2151 | 57.6632 | 57.1228
22/02/1982 13:00:00 | 55.506 | 56.3467 | 56.3926 | 56.8087 | 56.3569 | 57.2485 | 55.749 | 55.7473
22/02/1982 14:00:00 | 57.0234 | 57.4582 | 58.3612 | 59.2475 | 58.3072 | 59.5557 | 58.2064 | 59.379
22/02/1982 15:00:00 | 60.3792 | 60.5101 | 62.602 | 64.0348 | 62.9612 | 64.4975 | 63.6632 | 65.8091
22/02/1982 16:00:00 | 71.0781 | 71.3458 | 74.6361 | 76.8431 | 75.4654 | 76.9132 | 75.6483 | 77.9971
22/02/1982 17:00:00 | 81.9792 | 81.7251 | 84.6169 | 86.2167 | 85.286 | 86.7805 | 86.0501 | 88.3242
22/02/1982 18:00:00 | 95.7305 | 94.5553 | 97.3851 | 97.8945 | 95.2111 | 93.1837 | 90.3941 | 91.1716
22/02/1982 19:00:00 | 112.736 | 111.6983 | 116.7752 | 118.781 | 115.7096 | 112.1415 | 105.3561 | 103.6211
22/02/1982 20:00:00 | 116.297 | 115.5174 | 120.7067 | 123.6902 | 123.4223 | 124.9116 | 119.5203 | 118.7224
22/02/1982 21:00:00 | 102.7996 | 102.4461 | 105.4592 | 107.2144 | 106.4462 | 109.319 | 107.1922 | 109.5993
22/02/1982 22:00:00 | 83.2943 | 83.4781 | 86.0293 | 87.7385 | 87.047 | 90.2515 | 89.7216 | 93.1472
22/02/1982 23:00:00 | 68.9317 | 70.2759 | 73.6918 | 76.9717 | 76.8594 | 80.2976 | 78.2768 | 79.8861
23/02/1982 00:00:00 | 54.9663 | 57.832 | 62.644 | 67.1903 | 66.5427 | 67.9361 | 64.7091 | 64.7473
23/02/1982 01:00:00 | 38.5515 | 40.9075 | 44.2954 | 47.4096 | 45.9835 | 45.6394 | 43.6155 | 43.8544
23/02/1982 02:00:00 | 28.8956 | 30.4554 | 32.3932 | 33.8501 | 32.6908 | 32.0319 | 30.6501 | 30.8593
23/02/1982 03:00:00 | 24.7497 | 25.0205 | 25.7612 | 25.9403 | 24.813 | 23.796 | 22.6344 | 22.6001
23/02/1982 04:00:00 | 19.0523 | 18.1888 | 18.3418 | 17.8952 | 17.0653 | 16.0344 | 14.7693 | 14.3467
23/02/1982 05:00:00 | 13.9821 | 13.0619 | 13.0221 | 12.4805 | 11.8826 | 10.7466 | 9.3676 | 8.7099
23/02/1982 06:00:00 | 12.3559 | 11.1806 | 10.712 | 9.767 | 9.2088 | 8.3439 | 7.8047 | 7.3942
23/02/1982 07:00:00 | 11.2395 | 10.3883 | 9.9487 | 9.4184 | 9.3773 | 9.1267 | 9.3635 | 9.4044
23/02/1982 08:00:00 | 10.7916 | 11.0234 | 11.3877 | 11.8733 | 12.2199 | 12.5192 | 12.9223 | 13.0517
23/02/1982 09:00:00 | 15.7663 | 16.7054 | 17.5617 | 18.2643 | 18.362 | 18.4222 | 18.2238 | 18.1471
23/02/1982 10:00:00 | 24.4789 | 24.5436 | 24.9603 | 24.7961 | 24.3955 | 23.8316 | 22.8714 | 22.4776
23/02/1982 11:00:00 | 28.0549 | 27.209 | 27.0905 | 26.2934 | 25.5731 | 24.5561 | 23.3718 | 22.8278
23/02/1982 12:00:00 | 26.3284 | 25.4755 | 25.0077 | 24.0302 | 23.3053 | 22.2003 | 21.2793 | 20.7629
23/02/1982 13:00:00 | 24.2086 | 23.2994 | 22.8637 | 22.0696 | 21.5618 | 20.8179 | 20.2411 | 19.9687
23/02/1982 14:00:00 | 25.768 | 24.572 | 24.4207 | 23.7493 | 23.1907 | 22.4763 | 21.7698 | 21.5642
23/02/1982 15:00:00 | 31.5001 | 30.0798 | 30.2447 | 29.6078 | 28.8519 | 27.8971 | 26.9268 | 26.7184
23/02/1982 16:00:00 | 42.8918 | 41.6924 | 41.7752 | 40.9622 | 39.9436 | 38.5371 | 36.9317 | 36.2929
23/02/1982 17:00:00 | 53.7973 | 52.9504 | 52.9155 | 52.1844 | 51.1934 | 49.7687 | 48.0602 | 47.162
23/02/1982 18:00:00 | 57.0804 | 56.3097 | 56.3075 | 55.9443 | 55.336 | 54.4693 | 53.6377 | 53.1977
23/02/1982 19:00:00 | 57.2774 | 56.4054 | 56.425 | 56.1147 | 55.6112 | 54.8577 | 54.3751 | 54.1596
23/02/1982 20:00:00 | 54.6037 | 53.8636 | 53.8896 | 53.6459 | 53.2287 | 52.4532 | 51.8117 | 51.3807
23/02/1982 21:00:00 | 49.8228 | 48.7567 | 48.5779 | 48.0648 | 47.4876 | 46.4224 | 45.6681 | 45.2008
23/02/1982 22:00:00 | 42.8043 | 41.6158 | 41.392 | 40.7561 | 40.1265 | 39.0662 | 38.3815 | 37.9795
23/02/1982 23:00:00 | 34.6188 | 34.051 | 34.0014 | 33.7196 | 33.4435 | 32.9545 | 32.5768 | 32.3396
24/02/1982 00:00:00 | 27.1171 | 27.3973 | 27.6917 | 27.9979 | 28.0664 | 28.1443 | 27.9359 | 27.7838
24/02/1982 01:00:00 | 21.1881 | 22.0717 | 22.5231 | 23.0811 | 23.2249 | 23.3726 | 23.0449 | 22.7802
24/02/1982 02:00:00 | 16.2098 | 17.0415 | 17.4337 | 17.8647 | 17.8908 | 17.7769 | 17.2713 | 16.8589
24/02/1982 03:00:00 | 12.9714 | 13.5597 | 13.7715 | 13.958 | 13.7791 | 13.3551 | 12.7464 | 12.2687
24/02/1982 04:00:00 | 11.156 | 11.8796 | 12.0817 | 12.292 | 12.0705 | 11.5675 | 10.8868 | 10.323
24/02/1982 05:00:00 | 9.0714 | 9.8232 | 10.06 | 10.4055 | 10.3496 | 10.0875 | 9.6646 | 9.2403
24/02/1982 06:00:00 | 7.1471 | 7.7328 | 7.8534 | 8.1219 | 8.3062 | 8.3797 | 8.3982 | 8.2132
24/02/1982 07:00:00 | 5.3299 | 5.9107 | 5.904 | 6.1528 | 6.5404 | 6.8814 | 7.4301 | 7.5496
24/02/1982 08:00:00 | 2.6946 | 3.2504 | 3.1474 | 3.4191 | 4.1124 | 5.018 | 6.4541 | 7.0994
24/02/1982 09:00:00 | 0 | 0.14667 | 0.13745 | 0.35482 | 0.95501 | 2.0722 | 4.3873 | 5.4174
24/02/1982 10:00:00 | 0 | 0 | 0 | 0 | 0 | 0 | 1.2966 | 2.2409
24/02/1982 11:00:00 | 0 | 0 | 0 | 0 | 0 | 0 | 0 | 0
24/02/1982 12:00:00 | 0 | 0 | 0 | 0 | 0 | 0 | 0 | 0
24/02/1982 13:00:00 | 0 | 0 | 0 | 0 | 0 | 0 | 0 | 0
24/02/1982 14:00:00 | 0 | 0 | 0 | 0 | 0 | 0 | 0 | 0
24/02/1982 15:00:00 | 0 | 0 | 0 | 0 | 0 | 0 | 0 | 0
24/02/1982 16:00:00 | 0 | 0 | 0 | 0 | 0 | 0 | 0 | 0
24/02/1982 17:00:00 | 0 | 0 | 0 | 0 | 0 | 0 | 0 | 0
24/02/1982 18:00:00 | 0 | 0 | 0 | 0 | 0 | 0 | 0 | 0
24/02/1982 19:00:00 | 1.3505 | 1.7242 | 2.0149 | 2.4465 | 2.4388 | 2.8659 | 2.8211 | 3.1389
24/02/1982 20:00:00 | 9.0478 | 8.85 | 8.4095 | 8.1957 | 8.1172 | 8.4743 | 8.6926 | 9.0066
24/02/1982 21:00:00 | 22.3944 | 21.7914 | 20.2041 | 19.2918 | 19.1295 | 18.835 | 18.5557 | 17.9528
24/02/1982 22:00:00 | 33.5889 | 33.249 | 32.7841 | 32.6914 | 33.2499 | 33.6337 | 33.5855 | 33.0407
24/02/1982 23:00:00 | 39.9267 | 39.3944 | 39.9004 | 40.5916 | 41.8491 | 44.1421 | 45.4594 | 46.6688
25/02/1982 00:00:00 | 44.0417 | 43.7555 | 44.3785 | 45.2789 | 46.5665 | 49.2039 | 51.0202 | 52.5088
25/02/1982 01:00:00 | 48.8537 | 48.8988 | 49.8187 | 51.068 | 52.4361 | 54.7034 | 56.7409 | 58.2748
25/02/1982 02:00:00 | 52.5816 | 53.5451 | 54.4351 | 56.0006 | 57.7126 | 60.8258 | 64.2408 | 66.4757
25/02/1982 03:00:00 | 49.3751 | 51.6551 | 52.8133 | 55.1717 | 57.3796 | 61.6707 | 66.2565 | 69.3095
25/02/1982 04:00:00 | 39.5934 | 42.6192 | 43.7415 | 46.4848 | 49.4275 | 54.1853 | 59.1549 | 62.5778
25/02/1982 05:00:00 | 31.7251 | 34.3862 | 35.3303 | 38.1431 | 40.8472 | 44.9978 | 49.88 | 52.7276
25/02/1982 06:00:00 | 33.3137 | 34.8803 | 35.4783 | 37.2789 | 39.0838 | 41.7951 | 44.6391 | 46.316
25/02/1982 07:00:00 | 42.611 | 43.8606 | 44.2609 | 45.2153 | 46.3137 | 48.0118 | 49.6718 | 50.5732
25/02/1982 08:00:00 | 51.2435 | 53.5291 | 54.2653 | 55.5801 | 56.8285 | 58.7214 | 60.1955 | 60.9898
25/02/1982 09:00:00 | 53.5334 | 56.9999 | 58.1342 | 59.8648 | 61.5714 | 64.1123 | 65.4318 | 66.247
25/02/1982 10:00:00 | 47.291 | 51.2053 | 53.2621 | 55.1872 | 56.8679 | 60.5599 | 62.2752 | 64.2006
25/02/1982 11:00:00 | 38.6016 | 41.7155 | 44.4398 | 46.6076 | 48.3898 | 52.1483 | 54.0593 | 56.574
25/02/1982 12:00:00 | 31.5239 | 32.6904 | 34.9476 | 36.4124 | 37.6099 | 40.2225 | 41.9909 | 44.4612
25/02/1982 13:00:00 | 28.4608 | 28.1462 | 29.8858 | 30.4611 | 30.9107 | 32.3042 | 33.4727 | 35.4404
25/02/1982 14:00:00 | 30.4125 | 30.2007 | 31.4094 | 31.4811 | 31.5543 | 31.9949 | 32.4237 | 33.5279
25/02/1982 15:00:00 | 33.7494 | 33.9859 | 34.7035 | 34.7487 | 35.0699 | 35.5416 | 35.9751 | 36.6831
25/02/1982 16:00:00 | 40.7953 | 41.7131 | 41.929 | 42.096 | 43.0728 | 44.0995 | 45.0702 | 45.4602
25/02/1982 17:00:00 | 56.1072 | 58.2346 | 58.3135 | 59.0399 | 60.6133 | 61.9352 | 63.2706 | 63.2557
25/02/1982 18:00:00 | 70.2185 | 73.9909 | 75.4428 | 78.3605 | 80.5922 | 83.068 | 84.1702 | 83.9903
25/02/1982 19:00:00 | 72.5688 | 75.2194 | 78.1352 | 82.6846 | 85.7389 | 90.8134 | 92.2423 | 93.0491
25/02/1982 20:00:00 | 69.7822 | 70.0515 | 72.9272 | 77.0736 | 80.0626 | 85.3746 | 87.301 | 89.3579
25/02/1982 21:00:00 | 69.0075 | 69.1218 | 71.3773 | 74.5478 | 76.8778 | 80.6526 | 82.0233 | 83.4565
25/02/1982 22:00:00 | 75.7245 | 77.2685 | 79.9218 | 83.4106 | 86.2436 | 89.934 | 90.6913 | 91.0133
25/02/1982 23:00:00 | 79.8755 | 82.2757 | 85.4929 | 89.777 | 93.9795 | 99.5438 | 101.9875 | 103.4396
26/02/1982 00:00:00 | 75.1313 | 76.9176 | 80.2478 | 84.0044 | 87.4267 | 93.5938 | 97.3813 | 100.5754
26/02/1982 01:00:00 | 65.9127 | 67.3439 | 70.7916 | 74.4644 | 77.4125 | 83.2196 | 86.6752 | 90.5934
26/02/1982 02:00:00 | 51.7301 | 53.7707 | 57.5764 | 61.9988 | 64.9357 | 71.1483 | 75.0075 | 79.4884
26/02/1982 03:00:00 | 41.959 | 44.3408 | 48.1393 | 52.7739 | 56.0772 | 63.1114 | 66.7117 | 70.3703
26/02/1982 04:00:00 | 39.415 | 42.3661 | 45.8402 | 50.7958 | 54.3835 | 60.8307 | 64.0533 | 66.8295
26/02/1982 05:00:00 | 42.9812 | 46.8993 | 51.2008 | 56.5849 | 60.6113 | 67.3451 | 70.5755 | 73.2667
26/02/1982 06:00:00 | 50.4751 | 55.7698 | 60.9861 | 67.8996 | 72.2918 | 80.1262 | 84.4502 | 87.7377
26/02/1982 07:00:00 | 54.1979 | 61.1843 | 67.1722 | 74.7229 | 79.1236 | 86.6277 | 92.4492 | 97.3708
26/02/1982 08:00:00 | 55.6515 | 64.1295 | 69.5267 | 76.8796 | 80.6876 | 87.8174 | 94.4588 | 100.0329
26/02/1982 09:00:00 | 58.2387 | 68.0853 | 73.2041 | 80.6736 | 84.5047 | 91.5826 | 97.7624 | 102.4935
26/02/1982 10:00:00 | 63.9972 | 74.3542 | 79.7392 | 87.1829 | 91.7522 | 99.3898 | 105.1366 | 109.699
26/02/1982 11:00:00 | 70.7611 | 80.8671 | 85.8151 | 93.8337 | 99.4318 | 108.9617 | 116.6742 | 121.9761
26/02/1982 12:00:00 | 81.3076 | 90.8985 | 96.4446 | 104.8902 | 111.8816 | 124.0045 | 133.6968 | 140.9236
26/02/1982 13:00:00 | 96.2983 | 104.7947 | 110.1454 | 118.6115 | 124.8319 | 136.8856 | 146.6193 | 153.882
26/02/1982 14:00:00 | 104.8201 | 113.9027 | 119.1237 | 126.9049 | 133.3032 | 144.5886 | 153.3582 | 160.079
26/02/1982 15:00:00 | 111.2613 | 121.5107 | 127.1904 | 136.4421 | 142.8972 | 153.9949 | 162.6017 | 168.9613
26/02/1982 16:00:00 | 125.5063 | 136.1776 | 142.9629 | 151.8789 | 157.7468 | 168.0292 | 175.4182 | 181.3466
26/02/1982 17:00:00 | 136.7196 | 147.5799 | 157.3121 | 169.5601 | 177.2454 | 190.3358 | 197.2976 | 203.2423
26/02/1982 18:00:00 | 139.7502 | 146.2216 | 156.82 | 170.1133 | 182.5867 | 203.5034 | 215.0259 | 224.3585
26/02/1982 19:00:00 | 139.7154 | 143.8083 | 152.1666 | 163.9336 | 178.0873 | 202.751 | 219.9405 | 229.7805
26/02/1982 20:00:00 | 144.6924 | 154.1677 | 162.4137 | 174.6042 | 186.8488 | 207.7439 | 221.4557 | 229.1426
26/02/1982 21:00:00 | 153.7896 | 169.0175 | 179.4374 | 193.3027 | 203.1216 | 218.3322 | 226.7266 | 229.8585
26/02/1982 22:00:00 | 163.0999 | 181.6983 | 193.2072 | 207.6945 | 214.5758 | 226.7853 | 229.8663 | 232.4027
26/02/1982 23:00:00 | 179.7533 | 198.3682 | 205.5693 | 215.4049 | 219.3994 | 225.6071 | 227.6449 | 228.3906
27/02/1982 00:00:00 | 187.4304 | 203.8621 | 208.2877 | 215.2025 | 217.3688 | 218.8978 | 218.2452 | 216.2855
27/02/1982 01:00:00 | 178.6988 | 193.1903 | 198.309 | 205.2338 | 206.4588 | 206.5738 | 203.843 | 200.3994
27/02/1982 02:00:00 | 159.264 | 171.2638 | 174.9394 | 179.6081 | 179.0298 | 176.6857 | 171.9152 | 167.7398
27/02/1982 03:00:00 | 141.7805 | 150.373 | 151.4054 | 153.0274 | 151.9734 | 148.5354 | 143.5772 | 138.8631
27/02/1982 04:00:00 | 122.5618 | 128.086 | 130.6819 | 133.5259 | 133.7303 | 131.8254 | 127.5899 | 124.1056
27/02/1982 05:00:00 | 105.4134 | 111.4516 | 114.4695 | 117.5727 | 117.4694 | 116.2312 | 112.8901 | 110.266
27/02/1982 06:00:00 | 98.4477 | 102.9111 | 103.7047 | 103.887 | 102.1898 | 99.2072 | 95.7333 | 93.3075
27/02/1982 07:00:00 | 91.3809 | 93.1287 | 93.4154 | 92.906 | 91.7498 | 89.6091 | 87.527 | 86.2008
27/02/1982 08:00:00 | 86.8004 | 87.9325 | 88.0386 | 87.8132 | 87.8538 | 87.8705 | 87.3302 | 86.9926
27/02/1982 09:00:00 | 85.765 | 87.814 | 88.4693 | 88.5937 | 88.5021 | 88.4374 | 86.7278 | 85.8795
27/02/1982 10:00:00 | 80.8005 | 84.9493 | 87.6967 | 89.5469 | 88.9526 | 88.1808 | 84.4179 | 82.6957
27/02/1982 11:00:00 | 66.7432 | 72.5976 | 77.8798 | 81.7156 | 81.0432 | 80.6733 | 76.3426 | 75.0874
27/02/1982 12:00:00 | 53.5028 | 59.7164 | 65.3644 | 70.073 | 70.551 | 72.1563 | 70.0544 | 70.2939
27/02/1982 13:00:00 | 44.5682 | 50.2093 | 55.5943 | 60.689 | 62.8932 | 67.4216 | 68.4579 | 70.9975
27/02/1982 14:00:00 | 35.7218 | 40.2311 | 45.1463 | 49.9207 | 53.0244 | 59.6792 | 64.2402 | 69.8126
27/02/1982 15:00:00 | 27.0607 | 29.8088 | 34.5308 | 38.8479 | 42.3276 | 50.2843 | 56.5269 | 64.6514
27/02/1982 16:00:00 | 18.0768 | 18.5378 | 22.4845 | 25.6789 | 28.8901 | 36.6561 | 43.7246 | 52.6074
27/02/1982 17:00:00 | 16.6673 | 13.6976 | 15.3176 | 16.0563 | 18.2338 | 23.5728 | 29.1782 | 35.9003
27/02/1982 18:00:00 | 28.4859 | 19.9476 | 18.7982 | 15.8438 | 16.2092 | 18.2692 | 23.0405 | 28.3383
27/02/1982 19:00:00 | 56.6588 | 38.6836 | 33.7211 | 25.9294 | 23.5528 | 21.4898 | 24.9506 | 29.399
27/02/1982 20:00:00 | 104.1509 | 84.0255 | 74.2516 | 60.8961 | 52.8931 | 42.8834 | 40.606 | 40.0759
27/02/1982 21:00:00 | 169.3937 | 163.8828 | 156.4075 | 147.3402 | 138.7974 | 123.7877 | 113.2487 | 104.6358
27/02/1982 22:00:00 | 207.0142 | 212.6001 | 213.6947 | 214.9352 | 215.2876 | 213.9492 | 211.4283 | 208.6958
27/02/1982 23:00:00 | 210.8082 | 220.3032 | 224.2545 | 227.5713 | 228.6215 | 229.5821 | 230.006 | 230.0954
28/02/1982 00:00:00 | 203.7473 | 213.9005 | 220.8123 | 226.8929 | 228.1595 | 230.1556 | 230.8189 | 231.8368
28/02/1982 01:00:00 | 187.9807 | 197.896 | 205.7219 | 212.0459 | 213.1565 | 217.6767 | 217.9822 | 221.1557
28/02/1982 02:00:00 | 188.478 | 198.8775 | 202.1813 | 205.7339 | 205.3595 | 206.1536 | 203.6547 | 202.6421
28/02/1982 03:00:00 | 188.0009 | 196.1975 | 197.7899 | 198.5738 | 195.9131 | 192.4887 | 186.6553 | 183.0406
28/02/1982 04:00:00 | 176.3529 | 180.3964 | 180.1566 | 177.6539 | 172.3253 | 164.4632 | 155.9138 | 150.6465
28/02/1982 05:00:00 | 176.9686 | 175.3198 | 170.2833 | 162.819 | 154.9413 | 143.8676 | 136.5538 | 131.8981
28/02/1982 06:00:00 | 193.0939 | 186.0988 | 176.5199 | 165.4444 | 156.8691 | 145.6485 | 140.3123 | 137.0876
28/02/1982 07:00:00 | 198.6842 | 189.779 | 178.0305 | 165.539 | 157.6259 | 146.0772 | 140.9426 | 136.7311
28/02/1982 08:00:00 | 190.9811 | 183.83 | 173.5562 | 162.7562 | 157.0912 | 146.2604 | 142.7774 | 138.0505
28/02/1982 09:00:00 | 194.9135 | 189.9038 | 183.5547 | 176.5963 | 173.3206 | 165.9062 | 164.6972 | 161.7421
28/02/1982 10:00:00 | 202.6492 | 198.2582 | 193.5753 | 188.3645 | 185.1079 | 180.2636 | 178.4505 | 176.8398
28/02/1982 11:00:00 | 207.2255 | 205.3867 | 201.6351 | 197.0729 | 193.5444 | 188.2919 | 184.0665 | 180.8898
28/02/1982 12:00:00 | 212.0691 | 211.7057 | 206.7984 | 201.8629 | 197.6006 | 189.8846 | 182.3708 | 175.8063
28/02/1982 13:00:00 | 233.5377 | 232.7351 | 228.9787 | 224.8033 | 220.5153 | 211.7972 | 204.9505 | 197.0518
28/02/1982 14:00:00 | 237.5 | 237.5 | 237.5 | 237.5 | 237.5 | 237.5 | 237.5 | 237.5
28/02/1982 15:00:00 | 237.5 | 237.5 | 237.5 | 237.5 | 237.5 | 237.5 | 237.5 | 237.5
28/02/1982 16:00:00 | 237.5 | 237.5 | 237.5 | 237.5 | 237.5 | 237.5 | 237.5 | 237.5
28/02/1982 17:00:00 | 237.5 | 237.5 | 237.5 | 237.5 | 237.5 | 237.5 | 237.5 | 237.5
28/02/1982 18:00:00 | 237.5 | 237.5 | 237.5 | 237.5 | 237.5 | 237.5 | 237.5 | 237.5
28/02/1982 19:00:00 | 237.5 | 237.5 | 237.5 | 237.5 | 237.5 | 237.5 | 237.5 | 237.5
28/02/1982 20:00:00 | 237.5 | 237.5 | 237.5 | 237.5 | 237.5 | 237.5 | 237.5 | 237.5
28/02/1982 21:00:00 | 237.5 | 237.5 | 237.5 | 237.5 | 237.5 | 237.5 | 237.5 | 237.5
28/02/1982 22:00:00 | 237.5 | 237.5 | 237.5 | 237.5 | 237.5 | 237.5 | 237.5 | 237.5
28/02/1982 23:00:00 | 237.5 | 237.5 | 237.5 | 237.5 | 237.5 | 237.5 | 237.5 | 237.5
01/03/1982 00:00:00 | 237.5 | 237.5 | 237.5 | 237.5 | 237.5 | 237.5 | 237.5 | 237.5
01/03/1982 01:00:00 | 237.5 | 237.5 | 237.5 | 237.5 | 237.5 | 237.5 | 237.5 | 237.5
01/03/1982 02:00:00 | 237.5 | 237.5 | 237.5 | 237.5 | 237.5 | 237.5 | 237.5 | 237.5
01/03/1982 03:00:00 | 237.5 | 237.5 | 237.5 | 237.5 | 237.5 | 237.5 | 237.5 | 237.5
01/03/1982 04:00:00 | 237.5 | 237.5 | 237.5 | 237.5 | 237.5 | 237.5 | 237.5 | 237.5
01/03/1982 05:00:00 | 237.5 | 237.5 | 237.5 | 237.5 | 237.5 | 237.5 | 237.5 | 237.5
01/03/1982 06:00:00 | 237.5 | 237.5 | 237.5 | 237.5 | 237.5 | 237.5 | 237.5 | 237.5
01/03/1982 07:00:00 | 237.5 | 237.5 | 237.5 | 237.5 | 237.5 | 237.5 | 237.5 | 237.5
01/03/1982 08:00:00 | 237.5 | 237.5 | 237.5 | 237.5 | 237.5 | 237.5 | 237.5 | 237.5
01/03/1982 09:00:00 | 237.5 | 237.5 | 237.5 | 237.5 | 237.5 | 237.5 | 237.5 | 237.5
01/03/1982 10:00:00 | 237.5 | 237.5 | 237.5 | 237.5 | 237.5 | 237.5 | 237.5 | 237.5
01/03/1982 11:00:00 | 237.5 | 237.5 | 237.5 | 237.5 | 237.5 | 237.5 | 237.5 | 237.5
01/03/1982 12:00:00 | 237.5 | 237.5 | 237.5 | 237.5 | 237.5 | 237.5 | 237.5 | 237.5
01/03/1982 13:00:00 | 237.5 | 237.5 | 237.5 | 237.5 | 237.5 | 237.5 | 237.5 | 237.5
01/03/1982 14:00:00 | 237.5 | 237.5 | 237.5 | 237.5 | 237.5 | 237.5 | 237.5 | 237.5
01/03/1982 15:00:00 | 237.5 | 237.5 | 237.5 | 237.5 | 237.5 | 237.5 | 237.5 | 237.5
01/03/1982 16:00:00 | 237.5 | 237.5 | 237.5 | 237.5 | 237.5 | 237.5 | 237.5 | 237.5
01/03/1982 17:00:00 | 237.5 | 237.5 | 237.5 | 237.5 | 237.5 | 237.5 | 237.5 | 237.5
01/03/1982 18:00:00 | 237.5 | 237.5 | 237.5 | 237.5 | 237.5 | 237.5 | 237.5 | 237.5
01/03/1982 19:00:00 | 237.5 | 237.5 | 237.5 | 237.5 | 237.5 | 237.5 | 237.5 | 237.5
01/03/1982 20:00:00 | 237.5 | 237.5 | 237.5 | 237.5 | 237.5 | 237.5 | 237.5 | 237.5
01/03/1982 21:00:00 | 237.5 | 237.5 | 237.5 | 237.5 | 237.5 | 237.5 | 237.5 | 237.5
01/03/1982 22:00:00 | 237.5 | 237.5 | 237.5 | 237.5 | 237.5 | 237.5 | 237.5 | 237.5
01/03/1982 23:00:00 | 237.5 | 237.5 | 237.5 | 237.5 | 237.5 | 237.5 | 237.5 | 237.5
02/03/1982 00:00:00 | 237.5 | 237.5 | 237.5 | 237.5 | 237.5 | 237.5 | 237.5 | 237.5
02/03/1982 01:00:00 | 232.9099 | 232.1979 | 234.4822 | 237.1712 | 237.5 | 237.5 | 237.5 | 237.5
02/03/1982 02:00:00 | 206.5253 | 209.8944 | 219.1343 | 227.5569 | 230.2923 | 235.1068 | 237.4818 | 237.5
02/03/1982 03:00:00 | 211.8885 | 219.114 | 227.7009 | 232.0806 | 234.338 | 237.5 | 237.5 | 237.5
02/03/1982 04:00:00 | 234.399 | 237.5 | 237.5 | 237.5 | 237.5 | 237.5 | 237.5 | 237.5
02/03/1982 05:00:00 | 237.5 | 237.5 | 237.5 | 237.5 | 237.5 | 237.5 | 237.5 | 237.5
02/03/1982 06:00:00 | 237.5 | 237.5 | 237.5 | 237.5 | 237.5 | 237.5 | 237.5 | 237.5
02/03/1982 07:00:00 | 237.5 | 237.5 | 237.5 | 237.5 | 237.5 | 237.5 | 237.5 | 237.5
02/03/1982 08:00:00 | 237.5 | 237.5 | 237.5 | 237.5 | 237.5 | 237.5 | 237.5 | 237.5
02/03/1982 09:00:00 | 237.5 | 237.5 | 237.5 | 237.5 | 237.5 | 237.5 | 237.5 | 237.5
02/03/1982 10:00:00 | 237.5 | 237.5 | 237.5 | 237.5 | 237.5 | 237.5 | 237.5 | 237.5
02/03/1982 11:00:00 | 237.5 | 237.5 | 237.5 | 237.5 | 237.5 | 237.5 | 237.5 | 237.5
02/03/1982 12:00:00 | 237.5 | 237.5 | 237.5 | 237.5 | 237.5 | 237.5 | 237.5 | 237.5
02/03/1982 13:00:00 | 237.5 | 237.5 | 237.5 | 237.5 | 237.5 | 237.5 | 237.5 | 237.5
02/03/1982 14:00:00 | 237.5 | 237.5 | 237.5 | 237.5 | 237.5 | 237.5 | 237.2823 | 236.1449
02/03/1982 15:00:00 | 233.2851 | 220.4189 | 223.4499 | 218.8649 | 213.3295 | 210.3156 | 205.559 | 208.8923
02/03/1982 16:00:00 | 237.5 | 233.103 | 224.5038 | 206.0896 | 192.2289 | 178.4091 | 172.7963 | 172.9447
02/03/1982 17:00:00 | 237.5 | 237.5 | 237.5 | 237.5 | 237.5 | 231.8468 | 227.1801 | 214.5168
02/03/1982 18:00:00 | 237.5 | 237.5 | 237.5 | 237.5 | 237.5 | 237.5 | 237.5 | 237.5
02/03/1982 19:00:00 | 237.5 | 237.5 | 237.5 | 237.5 | 237.5 | 237.5 | 237.5 | 237.5
02/03/1982 20:00:00 | 237.5 | 237.5 | 237.5 | 237.5 | 237.5 | 237.5 | 237.5 | 237.5
02/03/1982 21:00:00 | 237.5 | 237.5 | 237.5 | 237.5 | 237.5 | 237.5 | 237.5 | 237.5
02/03/1982 22:00:00 | 237.5 | 237.5 | 237.5 | 237.5 | 237.5 | 237.5 | 237.5 | 237.5
02/03/1982 23:00:00 | 237.5 | 237.5 | 237.5 | 237.5 | 237.5 | 237.5 | 237.5 | 237.5
03/03/1982 00:00:00 | 237.5 | 237.5 | 237.5 | 237.5 | 230.4331 | 218.0163 | 206.6913 | 197.4567
03/03/1982 01:00:00 | 237.5 | 231.4234 | 221.5524 | 209.3334 | 200.7043 | 186.013 | 175.7578 | 167.4216
03/03/1982 02:00:00 | 220.2203 | 200.6704 | 190.3107 | 177.5325 | 170.3886 | 158.4327 | 154.1543 | 150.1418
03/03/1982 03:00:00 | 210.5638 | 192.7925 | 183.2147 | 172.7376 | 168.6378 | 158.4327 | 154.1543 | 150.1418
03/03/1982 04:00:00 | 210.5638 | 192.7925 | 183.2147 | 172.7376 | 168.6378 | 158.4327 | 154.1543 | 150.1418
03/03/1982 05:00:00 | 210.5638 | 192.7925 | 183.2147 | 172.7376 | 168.6378 | 158.4327 | 154.1543 | 150.1418
03/03/1982 06:00:00 | 210.5638 | 192.7925 | 183.2147 | 172.7376 | 168.6378 | 158.4327 | 154.1543 | 150.1418
03/03/1982 07:00:00 | 210.5638 | 192.7925 | 183.2147 | 172.7376 | 168.6378 | 158.4327 | 154.1543 | 150.1418
03/03/1982 08:00:00 | 210.5638 | 192.7925 | 183.2147 | 172.7376 | 168.6378 | 158.4327 | 154.1543 | 150.1418
03/03/1982 09:00:00 | 210.5638 | 192.7925 | 183.2147 | 172.7376 | 168.6378 | 158.4327 | 154.1543 | 150.1418
03/03/1982 10:00:00 | 210.5638 | 192.7925 | 183.2147 | 172.7376 | 168.6378 | 158.4327 | 154.1543 | 150.1418
03/03/1982 11:00:00 | 210.5638 | 192.7925 | 183.2147 | 172.7376 | 168.6378 | 158.4327 | 154.1543 | 150.1418
03/03/1982 12:00:00 | 210.5638 | 192.7925 | 183.2147 | 172.7376 | 168.6378 | 158.4327 | 154.1543 | 150.1418
03/03/1982 13:00:00 | 210.5638 | 192.7925 | 183.2147 | 172.7376 | 168.6378 | 158.4327 | 154.1543 | 150.1418
03/03/1982 14:00:00 | 210.5638 | 192.7925 | 183.2147 | 172.7376 | 168.6378 | 158.4327 | 154.1543 | 150.1418
03/03/1982 15:00:00 | 210.5638 | 192.7925 | 183.2147 | 172.7376 | 168.6378 | 158.4327 | 154.1543 | 171.4881
03/03/1982 16:00:00 | 210.5638 | 192.7925 | 183.2147 | 172.7376 | 168.6378 | 158.4327 | 154.1543 | 171.4881
03/03/1982 17:00:00 | 210.5638 | 192.7925 | 183.2147 | 172.7376 | 168.6378 | 158.4327 | 154.1543 | 171.4881
03/03/1982 18:00:00 | 210.5638 | 192.7925 | 183.2147 | 172.7376 | 168.6378 | 158.4327 | 154.1543 | 171.4881
03/03/1982 19:00:00 | 210.5638 | 192.7925 | 183.2147 | 172.7376 | 168.6378 | 158.4327 | 154.1543 | 171.4881
03/03/1982 20:00:00 | 210.5638 | 192.7925 | 183.2147 | 172.7376 | 168.6378 | 158.4327 | 163.3089 | 172.4313
03/03/1982 21:00:00 | 210.5638 | 192.7925 | 183.2147 | 172.7376 | 168.6378 | 158.4327 | 163.3089 | 172.4313
03/03/1982 22:00:00 | 210.5638 | 192.7925 | 183.2147 | 172.7376 | 168.6378 | 158.4327 | 163.3089 | 172.4313
03/03/1982 23:00:00 | 210.5638 | 192.7925 | 183.2147 | 172.7376 | 168.6378 | 158.4327 | 163.3089 | 172.4313
04/03/1982 00:00:00 | 210.5638 | 192.7925 | 183.2147 | 172.7376 | 168.6378 | 158.4327 | 163.3089 | 172.4313
04/03/1982 01:00:00 | 210.5638 | 192.7925 | 183.2147 | 172.7376 | 168.6378 | 158.4327 | 163.3089 | 172.4313
04/03/1982 02:00:00 | 210.5638 | 192.7925 | 183.2147 | 172.7376 | 168.6378 | 158.4327 | 163.3089 | 172.4313
04/03/1982 03:00:00 | 210.5638 | 192.7925 | 183.2147 | 172.7376 | 168.6378 | 166.649 | 170.4073 | 172.4313
04/03/1982 04:00:00 | 210.5638 | 209.2204 | 203.2739 | 199.2409 | 199.4438 | 194.2511 | 191.4453 | 184.8049
04/03/1982 05:00:00 | 221.9559 | 221.6848 | 214.9721 | 211.0274 | 208.0428 | 202.8191 | 197.2776 | 191.5169
04/03/1982 06:00:00 | 237.5 | 237.5 | 237.5 | 237.5 | 237.5 | 237.5 | 237.5 | 237.5
04/03/1982 07:00:00 | 237.5 | 237.5 | 237.5 | 237.5 | 237.5 | 237.5 | 237.5 | 237.5
04/03/1982 08:00:00 | 237.5 | 237.5 | 237.5 | 237.5 | 237.5 | 237.5 | 237.5 | 237.5
04/03/1982 09:00:00 | 237.5 | 237.5 | 237.5 | 237.5 | 237.5 | 237.5 | 237.5 | 237.5
04/03/1982 10:00:00 | 237.5 | 237.5 | 237.5 | 237.5 | 237.5 | 237.5 | 237.5 | 237.5
04/03/1982 11:00:00 | 237.5 | 237.5 | 237.5 | 237.5 | 237.5 | 237.5 | 237.5 | 237.5
04/03/1982 12:00:00 | 217.4966 | 221.2523 | 219.1188 | 219.578 | 220.6088 | 219.0675 | 216.3229 | 211.4867
04/03/1982 13:00:00 | 159.5341 | 161.4642 | 153.6984 | 149.9052 | 150.4229 | 145.8371 | 143.9587 | 137.2349
04/03/1982 14:00:00 | 118.7353 | 115.6934 | 106.7971 | 100.5823 | 98.7144 | 91.0451 | 87.8 | 81.9126
04/03/1982 15:00:00 | 98.0433 | 92.1076 | 85.6063 | 79.0861 | 75.1141 | 67.8314 | 64.1077 | 60.1967
04/03/1982 16:00:00 | 83.2765 | 76.2027 | 70.2199 | 63.8713 | 59.5977 | 53.6937 | 50.5151 | 48.3722
04/03/1982 17:00:00 | 58.5248 | 52.0231 | 47.0606 | 42.9431 | 40.7511 | 36.2424 | 32.8432 | 30.634
04/03/1982 18:00:00 | 33.7821 | 29.8776 | 27.6778 | 26.9725 | 26.9275 | 25.7919 | 24.7695 | 24.5135
04/03/1982 19:00:00 | 26.8438 | 25.4917 | 24.3801 | 23.8211 | 24.0095 | 23.2508 | 24.1381 | 24.7183
04/03/1982 20:00:00 | 37.5255 | 36.4523 | 35.4711 | 34.0883 | 33.8698 | 33.4587 | 34.78 | 35.6979
04/03/1982 21:00:00 | 53.7744 | 51.6191 | 50.7576 | 49.8907 | 49.8571 | 51.2356 | 52.8915 | 54.8325
04/03/1982 22:00:00 | 62.3664 | 64.7893 | 65.9211 | 68.5802 | 70.2867 | 73.6177 | 74.6226 | 75.3532
04/03/1982 23:00:00 | 87.9483 | 95.2368 | 99.7096 | 106.593 | 111.63 | 119.9141 | 122.321 | 124.1002
05/03/1982 00:00:00 | 154.9728 | 158.6922 | 161.5174 | 164.7214 | 165.966 | 170.8993 | 171.6575 | 174.3316
05/03/1982 01:00:00 | 203.1676 | 206.6874 | 209.1767 | 210.8517 | 210.319 | 211.3012 | 208.4689 | 208.3315
05/03/1982 02:00:00 | 217.5487 | 219.8769 | 221.7447 | 221.2026 | 217.2202 | 211.03 | 200.9405 | 194.5131
05/03/1982 03:00:00 | 172.8246 | 162.2116 | 157.6325 | 148.8969 | 141.1292 | 130.9547 | 122.9253 | 119.5766
05/03/1982 04:00:00 | 106.4144 | 104.6275 | 104.8363 | 105.2909 | 108.0121 | 115.343 | 123.2845 | 130.8987
05/03/1982 05:00:00 | 126.6225 | 139.7784 | 146.4714 | 154.3601 | 160.5614 | 170.981 | 181.8092 | 189.9429
05/03/1982 06:00:00 | 161.3422 | 167.5743 | 170.5278 | 171.3228 | 171.9137 | 169.8067 | 170.8255 | 170.7143
05/03/1982 07:00:00 | 136.5838 | 136.7161 | 135.403 | 133.7819 | 136.5852 | 135.331 | 138.2973 | 136.881
05/03/1982 08:00:00 | 102.6247 | 103.9118 | 102.7752 | 102.4373 | 104.2947 | 104.4859 | 105.3577 | 103.7874
05/03/1982 09:00:00 | 78.2905 | 79.9136 | 81.0808 | 82.0644 | 82.7224 | 84.5378 | 85.0684 | 86.0486
05/03/1982 10:00:00 | 68.9103 | 70.7872 | 73.6274 | 76.002 | 77.4691 | 81.6524 | 85.3657 | 89.867
05/03/1982 11:00:00 | 64.5216 | 66.2023 | 69.5793 | 72.4752 | 74.6605 | 80.1256 | 84.3738 | 89.4577
05/03/1982 12:00:00 | 55.5307 | 56.7842 | 60.1802 | 62.8466 | 63.8888 | 67.2056 | 69.0195 | 72.1399
05/03/1982 13:00:00 | 49.1907 | 50.8398 | 53.7523 | 55.7168 | 55.8924 | 57.5135 | 57.4447 | 59.1216
05/03/1982 14:00:00 | 51.64 | 53.2269 | 55.8203 | 57.2768 | 56.6972 | 57.1892 | 55.5346 | 55.9602
05/03/1982 15:00:00 | 55.4621 | 56.0884 | 57.4559 | 57.5581 | 56.3627 | 55.1249 | 52.328 | 51.2977
05/03/1982 16:00:00 | 44.4526 | 43.8095 | 43.4004 | 42.2027 | 40.9448 | 39.2695 | 36.78 | 35.4196
05/03/1982 17:00:00 | 27.3176 | 25.5038 | 24.9076 | 23.6195 | 22.4927 | 21.3627 | 19.9489 | 19.4599
05/03/1982 18:00:00 | 17.2828 | 14.111 | 13.7786 | 12.399 | 11.1294 | 9.7953 | 8.6228 | 8.3684
05/03/1982 19:00:00 | 11.8875 | 8.8658 | 8.4906 | 7.0791 | 5.7026 | 4.0731 | 2.424 | 1.85
05/03/1982 20:00:00 | 6.1064 | 4.6044 | 4.4581 | 3.4181 | 2.1091 | 0.97042 | 0 | 0
05/03/1982 21:00:00 | 0 | 0 | 0 | 0 | 0 | 0 | 0 | 0
05/03/1982 22:00:00 | 0 | 0 | 0 | 0 | 0 | 0 | 0 | 0
05/03/1982 23:00:00 | 0 | 0 | 0 | 0 | 0 | 0 | 0 | 0
06/03/1982 00:00:00 | 0 | 0 | 0 | 0 | 0 | 0 | 0.38905 | 0.83502
06/03/1982 01:00:00 | 0 | 0 | 0 | 0.88513 | 1.7343 | 3.9769 | 5.848 | 7.2555
06/03/1982 02:00:00 | 0 | 0.99703 | 1.5724 | 2.8774 | 4.1188 | 6.4096 | 8.4372 | 10.2357
06/03/1982 03:00:00 | 2.4961 | 3.6578 | 4.1593 | 5.1073 | 6.0285 | 7.7762 | 9.5482 | 11.2855
06/03/1982 04:00:00 | 9.3924 | 10.1986 | 10.3419 | 10.9318 | 11.6843 | 12.8571 | 14.2499 | 15.2338
06/03/1982 05:00:00 | 19.4358 | 20.6802 | 21.2631 | 22.2736 | 23.1529 | 24.3846 | 25.6281 | 26.3588
06/03/1982 06:00:00 | 24.6264 | 26.567 | 28.2047 | 30.5783 | 32.4885 | 35.9353 | 38.9665 | 41.4412
06/03/1982 07:00:00 | 26.5163 | 28.4199 | 30.608 | 33.3198 | 35.5397 | 40.8303 | 44.8695 | 48.9101
06/03/1982 08:00:00 | 31.3664 | 34.069 | 36.1488 | 39.4528 | 41.8167 | 46.472 | 50.1532 | 53.3818
06/03/1982 09:00:00 | 32.7983 | 37.4555 | 40.3099 | 44.3775 | 47.7162 | 54.0385 | 58.8194 | 63.0536
06/03/1982 10:00:00 | 26.9266 | 31.8058 | 34.9567 | 39.6267 | 43.1346 | 50.2184 | 56.7869 | 62.9554
06/03/1982 11:00:00 | 24.8059 | 28.5513 | 31.8701 | 35.7069 | 38.4465 | 43.7064 | 49.0626 | 54.1747
06/03/1982 12:00:00 | 27.1808 | 30.7255 | 34.0784 | 38.0817 | 40.4489 | 45.1416 | 49.5475 | 54.0219
06/03/1982 13:00:00 | 30.6256 | 34.3256 | 38.4132 | 42.9571 | 45.5608 | 51.9318 | 56.1063 | 61.1685
06/03/1982 14:00:00 | 30.2824 | 34.2231 | 38.025 | 42.7312 | 45.6642 | 53.0222 | 57.7712 | 63.5172
06/03/1982 15:00:00 | 29.7143 | 34.0418 | 36.9019 | 41.2258 | 43.8525 | 50.1658 | 55.276 | 60.3082
06/03/1982 16:00:00 | 31.3952 | 36.3925 | 39.447 | 43.6868 | 45.6453 | 50.5314 | 54.4956 | 58.1137
06/03/1982 17:00:00 | 34.4128 | 39.3682 | 42.7458 | 47.276 | 50.0729 | 55.2724 | 58.8989 | 62.6144
06/03/1982 18:00:00 | 46.7235 | 49.9496 | 52.996 | 56.2507 | 58.7253 | 63.7398 | 67.6712 | 71.3457
06/03/1982 19:00:00 | 67.6897 | 69.27 | 71.4658 | 73.7334 | 75.0149 | 77.6112 | 79.6412 | 81.8427
06/03/1982 20:00:00 | 81.6986 | 82.6927 | 84.0076 | 84.9551 | 85.2968 | 85.7309 | 86.9665 | 87.9036
06/03/1982 21:00:00 | 73.2124 | 73.1199 | 74.7971 | 75.7477 | 75.3977 | 75.4284 | 76.9854 | 78.7728
06/03/1982 22:00:00 | 59.0882 | 59.5782 | 60.7644 | 62.8874 | 63.2126 | 65.2529 | 67.0593 | 69.1613
06/03/1982 23:00:00 | 59.1425 | 62.8462 | 61.5033 | 63.7304 | 66.1896 | 69.9593 | 74.1908 | 75.691
07/03/1982 00:00:00 | 63.6199 | 68.5276 | 66.4438 | 68.4303 | 72.3718 | 77.3182 | 84.5517 | 86.2278
07/03/1982 01:00:00 | 64.7868 | 64.7509 | 63.3175 | 63.2751 | 65.615 | 68.4795 | 75.0516 | 78.5425
07/03/1982 02:00:00 | 62.333 | 58.5423 | 57.4179 | 55.465 | 54.7708 | 53.9052 | 55.8552 | 57.6268
07/03/1982 03:00:00 | 54.7711 | 53.6529 | 53.801 | 53.2677 | 52.651 | 51.5787 | 51.7859 | 52.2345
07/03/1982 04:00:00 | 52.0478 | 53.5919 | 54.9307 | 56.1711 | 56.8342 | 57.8096 | 59.5901 | 61.0792
07/03/1982 05:00:00 | 49.432 | 52.6288 | 53.9934 | 55.7572 | 56.6209 | 58.4841 | 60.8073 | 62.7662
07/03/1982 06:00:00 | 44.8024 | 49.0098 | 50.1599 | 52.4285 | 53.2976 | 54.7289 | 55.4176 | 55.6713
07/03/1982 07:00:00 | 35.6527 | 38.8077 | 39.7392 | 42.0472 | 43.8986 | 46.7445 | 49.44 | 50.7514
07/03/1982 08:00:00 | 26.9839 | 28.16 | 28.3674 | 29.6375 | 31.3188 | 33.8204 | 36.5034 | 38.1954
07/03/1982 09:00:00 | 24.1899 | 24.9312 | 24.9555 | 25.2768 | 25.547 | 26.012 | 26.4247 | 26.6891
07/03/1982 10:00:00 | 21.7796 | 23.1646 | 23.593 | 24.1735 | 24.167 | 24.5791 | 24.2689 | 24.3307
07/03/1982 11:00:00 | 18.3869 | 20.2759 | 21.0016 | 22.165 | 22.1129 | 22.7903 | 22.0823 | 22.0253
07/03/1982 12:00:00 | 17.0132 | 19.1434 | 20.1899 | 21.8937 | 21.8801 | 22.4913 | 21.711 | 21.532
07/03/1982 13:00:00 | 21.8747 | 23.6543 | 24.5379 | 25.5824 | 25.4392 | 25.1182 | 24.6032 | 24.3223
07/03/1982 14:00:00 | 28.1883 | 30.3877 | 30.6563 | 30.8875 | 30.8271 | 29.4743 | 29.0507 | 28.2202
07/03/1982 15:00:00 | 30.5606 | 33.0293 | 32.2132 | 32.2075 | 33.1569 | 32.4665 | 32.7733 | 31.3774
07/03/1982 16:00:00 | 32.979 | 34.4398 | 32.2309 | 31.2913 | 32.0621 | 30.743 | 30.6018 | 28.2653
07/03/1982 17:00:00 | 36.948 | 37.6094 | 34.7041 | 33.2529 | 33.044 | 29.9718 | 27.7398 | 24.5193
07/03/1982 18:00:00 | 38.0041 | 39.0909 | 37.4011 | 36.9059 | 36.8387 | 32.8086 | 29.2981 | 24.8074
07/03/1982 19:00:00 | 35.9347 | 35.9371 | 34.8656 | 34.4087 | 35.1563 | 33.1959 | 32.4072 | 29.7328
07/03/1982 20:00:00 | 32.6654 | 31.6025 | 30.2248 | 29.2302 | 30.3735 | 30.5196 | 32.1556 | 31.9821
07/03/1982 21:00:00 | 26.0394 | 24.7289 | 23.9645 | 23.5483 | 24.5718 | 25.4439 | 26.7417 | 26.944
07/03/1982 22:00:00 | 23.6277 | 21.511 | 20.8461 | 20.1528 | 20.333 | 20.8526 | 21.3755 | 21.7981
07/03/1982 23:00:00 | 23.1803 | 21.1062 | 20.8061 | 20.0666 | 19.4106 | 18.6485 | 17.8461 | 17.5825
08/03/1982 00:00:00 | 19.0902 | 17.0199 | 16.8794 | 16.0434 | 15.2023 | 14.0262 | 13.2406 | 12.919
08/03/1982 01:00:00 | 12.9956 | 11.445 | 11.2546 | 10.4423 | 9.6776 | 8.7197 | 7.9719 | 7.6078
08/03/1982 02:00:00 | 6.3062 | 5.1988 | 5.175 | 4.684 | 4.0639 | 3.1065 | 2.2048 | 1.8037
08/03/1982 03:00:00 | 0.42766 | 0 | 0 | 0 | 0 | 0 | 0 | 0
08/03/1982 04:00:00 | 0 | 0 | 0 | 0 | 0 | 0 | 0 | 0
08/03/1982 05:00:00 | 0 | 0 | 0 | 0 | 0 | 0 | 0 | 0
08/03/1982 06:00:00 | 0 | 0 | 0 | 0 | 0 | 0 | 0 | 0
08/03/1982 07:00:00 | 0 | 0 | 0 | 0 | 0 | 0 | 0 | 0
08/03/1982 08:00:00 | 0 | 0 | 0 | 0 | 0 | 0 | 0 | 0
08/03/1982 09:00:00 | 0 | 0 | 0 | 0 | 0 | 0 | 0 | 0
08/03/1982 10:00:00 | 0.066681 | 0.33364 | 0.45241 | 0.49685 | 0.32294 | 0.034905 | 0 | 0
08/03/1982 11:00:00 | 0.64109 | 1.0495 | 1.3667 | 1.6696 | 1.7106 | 1.7861 | 1.7616 | 1.7977
08/03/1982 12:00:00 | 0.55627 | 1.3588 | 2.0953 | 3.433 | 4.1218 | 5.2565 | 5.6296 | 5.9847
08/03/1982 13:00:00 | 0.56467 | 1.6202 | 2.9834 | 4.9212 | 6.0712 | 8.1977 | 9.136 | 10.2939
08/03/1982 14:00:00 | 0 | 0.89086 | 2.0069 | 4.0226 | 5.2588 | 7.8925 | 9.4387 | 11.5786
08/03/1982 15:00:00 | 0 | 0 | 0.34032 | 1.5658 | 2.3815 | 4.8902 | 6.4291 | 8.3008
08/03/1982 16:00:00 | 0 | 0 | 0 | 0 | 0.39105 | 1.8698 | 3.1269 | 4.856
08/03/1982 17:00:00 | 0 | 0 | 0 | 0 | 0 | 1.354 | 2.3783 | 4.0402
08/03/1982 18:00:00 | 1.7357 | 0.33592 | 0.60155 | 0.33437 | 0.50121 | 1.2794 | 2.2752 | 3.9961
08/03/1982 19:00:00 | 10.347 | 5.158 | 4.4895 | 1.986 | 1.3068 | 0.88977 | 1.3618 | 2.6005
08/03/1982 20:00:00 | 26.6189 | 15.3571 | 12.0101 | 6.7904 | 4.096 | 1.2625 | 1.0972 | 1.5935
08/03/1982 21:00:00 | 54.7353 | 36.4471 | 27.5754 | 17.6242 | 11.7367 | 5.3948 | 3.623 | 2.7143
08/03/1982 22:00:00 | 74.6903 | 58.5035 | 47.0483 | 34.5127 | 26.3421 | 15.6515 | 10.8262 | 7.8932
08/03/1982 23:00:00 | 63.0865 | 55.7 | 50.7413 | 43.6683 | 37.4571 | 28.2466 | 22.7799 | 18.9897
09/03/1982 00:00:00 | 54.2534 | 51.0093 | 49.0908 | 45.633 | 42.7378 | 37.1759 | 33.7395 | 31.268
09/03/1982 01:00:00 | 56.6856 | 55.2934 | 53.8597 | 51.5427 | 49.9483 | 46.513 | 44.8367 | 43.3559
09/03/1982 02:00:00 | 59.3593 | 58.3804 | 57.8817 | 56.8431 | 56.3754 | 55.4412 | 55.0936 | 54.857
09/03/1982 03:00:00 | 65.7262 | 62.6765 | 61.8169 | 59.6832 | 58.5028 | 57.388 | 57.1595 | 57.6472
09/03/1982 04:00:00 | 71.0408 | 65.4214 | 63.9237 | 60.7658 | 59.309 | 58.0615 | 57.7536 | 58.5848
09/03/1982 05:00:00 | 74.9863 | 68.2734 | 66.0856 | 62.1365 | 60.1288 | 57.4341 | 55.9392 | 55.3605
09/03/1982 06:00:00 | 70.8744 | 66.0638 | 63.7393 | 60.1381 | 57.546 | 53.5232 | 49.9233 | 47.219
09/03/1982 07:00:00 | 64.3749 | 61.8403 | 61.083 | 58.6875 | 56.3893 | 53.2026 | 50.0525 | 48.2797
09/03/1982 08:00:00 | 47.7579 | 44.6424 | 44.3282 | 41.8112 | 39.0768 | 36.6752 | 35.3324 | 36.1185
09/03/1982 09:00:00 | 30.6074 | 29.0644 | 27.7589 | 26.0498 | 23.805 | 21.1028 | 18.8911 | 17.9922
09/03/1982 10:00:00 | 32.0838 | 32.4182 | 30.3239 | 29.0539 | 27.729 | 24.8365 | 21.8402 | 18.8793
09/03/1982 11:00:00 | 46.1568 | 46.1974 | 43.953 | 42.1291 | 41.1325 | 37.5485 | 34.6604 | 31.564
09/03/1982 12:00:00 | 57.137 | 58.1447 | 57.3116 | 56.1894 | 54.8321 | 51.3392 | 48.0321 | 45.0953
09/03/1982 13:00:00 | 60.8965 | 63.1308 | 64.8893 | 65.9529 | 66.0643 | 65.8815 | 65.4879 | 65.4369
09/03/1982 14:00:00 | 51.5683 | 53.4851 | 57.1449 | 59.9521 | 60.9469 | 64.4493 | 66.5514 | 70.1447
09/03/1982 15:00:00 | 37.1829 | 40.5597 | 44.0058 | 47.4093 | 48.671 | 52.4862 | 53.8807 | 56.7445
09/03/1982 16:00:00 | 36.9094 | 42.2564 | 44.5109 | 48.1477 | 50.4461 | 54.6231 | 56.4581 | 58.5154
09/03/1982 17:00:00 | 51.7093 | 60.3345 | 62.1336 | 67.6374 | 73.0713 | 81.3789 | 86.1312 | 88.2583
09/03/1982 18:00:00 | 73.9351 | 87.6713 | 93.7836 | 105.2187 | 116.1534 | 132.7328 | 143.4846 | 148.9404
09/03/1982 19:00:00 | 100.5119 | 115.1805 | 126.2552 | 142.6558 | 154.6393 | 175.3156 | 186.4468 | 195.0113
09/03/1982 20:00:00 | 142.6045 | 152.3709 | 160.9297 | 171.4066 | 180.554 | 196.5773 | 206.0458 | 213.3651
09/03/1982 21:00:00 | 197.0902 | 203.4602 | 206.2368 | 210.7459 | 216.6922 | 226.3055 | 230.2152 | 232.7373
09/03/1982 22:00:00 | 234.9535 | 237.5 | 237.5 | 237.5 | 237.5 | 237.5 | 237.5 | 237.5
09/03/1982 23:00:00 | 237.5 | 237.5 | 237.5 | 237.5 | 237.5 | 237.5 | 237.5 | 237.5
10/03/1982 00:00:00 | 237.5 | 237.5 | 237.5 | 237.5 | 237.5 | 237.5 | 237.5 | 237.5
10/03/1982 01:00:00 | 237.5 | 237.5 | 237.5 | 237.5 | 237.5 | 237.5 | 237.5 | 237.5
10/03/1982 02:00:00 | 237.5 | 237.5 | 237.5 | 237.5 | 237.5 | 237.5 | 237.5 | 237.5
10/03/1982 03:00:00 | 237.5 | 237.5 | 237.5 | 237.5 | 237.5 | 237.5 | 237.5 | 237.5
10/03/1982 04:00:00 | 237.5 | 237.5 | 237.5 | 237.5 | 237.5 | 237.5 | 237.5 | 237.5
10/03/1982 05:00:00 | 237.5 | 237.5 | 237.5 | 237.5 | 237.5 | 237.5 | 237.5 | 237.5
10/03/1982 06:00:00 | 237.5 | 237.5 | 237.5 | 225.948 | 219.1493 | 207.5624 | 200.5238 | 194.8226
10/03/1982 07:00:00 | 231.8753 | 218.992 | 210.291 | 201.7032 | 198.8731 | 192.3148 | 191.1797 | 188.1074
10/03/1982 08:00:00 | 231.8753 | 218.992 | 210.291 | 201.7032 | 198.8731 | 192.3148 | 191.1797 | 188.1074
10/03/1982 09:00:00 | 231.8753 | 218.992 | 210.291 | 201.7032 | 198.8731 | 192.3148 | 191.1797 | 188.1074
10/03/1982 10:00:00 | 231.8753 | 218.992 | 210.291 | 201.7032 | 198.8731 | 192.3148 | 191.1797 | 188.1074
10/03/1982 11:00:00 | 231.8753 | 218.992 | 210.291 | 201.7032 | 198.8731 | 192.3148 | 191.1797 | 188.1074
10/03/1982 12:00:00 | 231.8753 | 218.992 | 210.291 | 201.7032 | 198.8731 | 192.3148 | 191.1797 | 188.1074
10/03/1982 13:00:00 | 231.8753 | 218.992 | 210.291 | 201.7032 | 198.8731 | 192.3148 | 191.1797 | 188.1074
10/03/1982 14:00:00 | 231.8753 | 218.992 | 210.291 | 201.7032 | 198.8731 | 192.3148 | 204.9373 | 222.3953
10/03/1982 15:00:00 | 231.8753 | 218.992 | 210.291 | 201.7032 | 198.8731 | 219.4572 | 237.5 | 237.5
10/03/1982 16:00:00 | 231.8753 | 218.992 | 210.291 | 201.7032 | 198.8731 | 223.5901 | 237.5 | 237.5
10/03/1982 17:00:00 | 231.8753 | 218.992 | 210.291 | 201.7032 | 204.83 | 237.5 | 237.5 | 237.5
10/03/1982 18:00:00 | 231.8753 | 218.992 | 210.291 | 215.3678 | 237.3283 | 237.5 | 237.5 | 237.5
10/03/1982 19:00:00 | 231.8753 | 218.992 | 223.873 | 237.5 | 237.5 | 237.5 | 237.5 | 237.5
10/03/1982 20:00:00 | 231.8753 | 230.3411 | 237.5 | 237.5 | 237.5 | 237.5 | 237.5 | 237.5
10/03/1982 21:00:00 | 237.5 | 237.5 | 237.5 | 237.5 | 237.5 | 237.5 | 237.5 | 237.5
10/03/1982 22:00:00 | 237.5 | 237.5 | 237.5 | 237.5 | 237.5 | 237.5 | 237.5 | 237.5
10/03/1982 23:00:00 | 237.5 | 237.5 | 237.5 | 237.5 | 237.5 | 237.5 | 237.5 | 237.5
11/03/1982 00:00:00 | 237.5 | 237.5 | 237.5 | 237.5 | 237.5 | 237.5 | 237.5 | 237.5
11/03/1982 01:00:00 | 237.5 | 237.5 | 237.5 | 237.5 | 237.5 | 237.5 | 237.5 | 237.5
11/03/1982 02:00:00 | 237.5 | 237.5 | 237.5 | 237.5 | 237.5 | 237.5 | 237.5 | 237.5
11/03/1982 03:00:00 | 237.5 | 237.5 | 237.5 | 236.9168 | 235.1271 | 233.2066 | 231.3306 | 231.3489
11/03/1982 04:00:00 | 237.5 | 237.5 | 237.5 | 236.9168 | 235.1271 | 233.2066 | 231.3306 | 231.3489
11/03/1982 05:00:00 | 237.5 | 237.5 | 237.5 | 236.9168 | 235.1271 | 233.2066 | 231.3306 | 231.3489
11/03/1982 06:00:00 | 237.5 | 237.5 | 237.5 | 236.9168 | 235.1271 | 233.2066 | 231.3306 | 231.3489
11/03/1982 07:00:00 | 237.5 | 237.5 | 237.5 | 236.9168 | 235.1271 | 233.2066 | 231.3306 | 231.3489
11/03/1982 08:00:00 | 237.5 | 237.5 | 237.5 | 236.9168 | 235.1271 | 233.2066 | 237.5 | 237.5
11/03/1982 09:00:00 | 237.5 | 237.5 | 237.5 | 237.5 | 237.5 | 237.5 | 237.5 | 237.5
11/03/1982 10:00:00 | 237.5 | 237.5 | 237.5 | 237.5 | 237.5 | 237.5 | 237.5 | 237.5
11/03/1982 11:00:00 | 237.5 | 237.5 | 237.5 | 237.5 | 237.5 | 237.5 | 237.5 | 237.5
11/03/1982 12:00:00 | 237.5 | 237.5 | 237.5 | 237.5 | 237.5 | 237.5 | 237.5 | 237.5
11/03/1982 13:00:00 | 237.5 | 237.5 | 237.5 | 237.5 | 237.5 | 237.5 | 237.5 | 237.5
11/03/1982 14:00:00 | 237.5 | 237.5 | 237.5 | 237.5 | 237.5 | 237.5 | 237.5 | 237.5
11/03/1982 15:00:00 | 237.5 | 237.5 | 237.5 | 237.5 | 237.5 | 237.5 | 237.5 | 237.5
11/03/1982 16:00:00 | 237.5 | 237.5 | 237.5 | 237.5 | 237.5 | 237.5 | 237.5 | 237.5
11/03/1982 17:00:00 | 237.5 | 237.5 | 237.5 | 237.5 | 237.5 | 237.5 | 237.5 | 237.5
11/03/1982 18:00:00 | 237.5 | 237.5 | 237.5 | 237.5 | 237.5 | 237.5 | 237.5 | 237.5
11/03/1982 19:00:00 | 237.5 | 236.0657 | 237.5 | 237.5 | 237.5 | 237.5 | 237.5 | 237.5
11/03/1982 20:00:00 | 234.0694 | 231.2877 | 230.7915 | 229.8789 | 227.7554 | 227.8484 | 227.0779 | 228.6744
11/03/1982 21:00:00 | 237.5 | 237.5 | 237.5 | 237.5 | 236.6794 | 233.482 | 230.1255 | 227.4427
11/03/1982 22:00:00 | 237.5 | 237.5 | 237.5 | 237.5 | 237.5 | 237.5 | 235.9689 | 233.6155
11/03/1982 23:00:00 | 236.475 | 232.8085 | 232.8026 | 230.8642 | 227.9833 | 223.8074 | 217.0795 | 216.3509
12/03/1982 00:00:00 | 223.1369 | 219.277 | 216.341 | 212.4253 | 208.3665 | 203.5732 | 197.7752 | 194.8631
12/03/1982 01:00:00 | 207.9639 | 210.7801 | 208.5967 | 206.705 | 205.5005 | 202.0997 | 198.9074 | 195.4756
12/03/1982 02:00:00 | 172.9282 | 182.1013 | 186.1396 | 190.2276 | 192.4922 | 193.1825 | 193.5534 | 192.892
12/03/1982 03:00:00 | 145.1085 | 152.2845 | 159.9117 | 168.4141 | 174.1932 | 182.6923 | 188.1994 | 192.9898
12/03/1982 04:00:00 | 174.9128 | 182.0088 | 185.0339 | 191.3785 | 199.1285 | 208.6759 | 217.7389 | 222.4004
12/03/1982 05:00:00 | 237.5 | 237.5 | 237.5 | 237.5 | 237.5 | 237.5 | 237.5 | 237.5
12/03/1982 06:00:00 | 237.5 | 237.5 | 237.5 | 237.5 | 237.5 | 237.5 | 237.5 | 237.5
12/03/1982 07:00:00 | 237.5 | 237.5 | 237.5 | 237.5 | 237.5 | 237.5 | 237.5 | 237.5
12/03/1982 08:00:00 | 237.5 | 237.5 | 237.5 | 237.5 | 237.5 | 237.5 | 237.5 | 237.5
12/03/1982 09:00:00 | 237.5 | 237.5 | 237.5 | 237.5 | 237.5 | 237.5 | 237.5 | 237.5
12/03/1982 10:00:00 | 237.5 | 237.5 | 237.5 | 237.5 | 237.5 | 237.5 | 237.5 | 237.5
12/03/1982 11:00:00 | 237.5 | 237.5 | 237.5 | 231.9722 | 224.4207 | 211.7721 | 202.1713 | 194.8171
12/03/1982 12:00:00 | 234.3375 | 213.8136 | 205.1675 | 193.7681 | 187.6824 | 178.4331 | 175.4624 | 173.5398
12/03/1982 13:00:00 | 234.3375 | 213.8136 | 205.1675 | 193.7681 | 187.6824 | 178.4331 | 175.4624 | 173.5398
12/03/1982 14:00:00 | 237.5 | 237.5 | 237.5 | 237.5 | 237.5 | 237.5 | 237.5 | 237.5
12/03/1982 15:00:00 | 237.5 | 237.5 | 237.5 | 237.5 | 237.5 | 237.5 | 237.5 | 237.5
12/03/1982 16:00:00 | 237.5 | 237.5 | 237.5 | 237.5 | 237.5 | 237.5 | 237.5 | 237.5
12/03/1982 17:00:00 | 237.5 | 237.5 | 237.5 | 237.5 | 237.5 | 237.5 | 237.5 | 237.5
12/03/1982 18:00:00 | 237.5 | 237.5 | 237.5 | 237.5 | 237.5 | 237.5 | 237.5 | 237.5
12/03/1982 19:00:00 | 237.5 | 237.5 | 237.5 | 237.5 | 237.5 | 237.5 | 237.5 | 237.5
12/03/1982 20:00:00 | 237.5 | 237.5 | 237.5 | 237.5 | 237.5 | 237.5 | 237.5 | 237.5
12/03/1982 21:00:00 | 237.5 | 237.5 | 237.5 | 237.5 | 237.5 | 237.5 | 237.5 | 237.5
12/03/1982 22:00:00 | 237.5 | 237.5 | 237.5 | 237.5 | 237.5 | 237.5 | 237.5 | 237.5
12/03/1982 23:00:00 | 237.5 | 237.5 | 237.5 | 237.5 | 237.5 | 237.5 | 237.5 | 237.5
13/03/1982 00:00:00 | 237.5 | 237.5 | 237.5 | 237.5 | 237.5 | 237.5 | 237.5 | 237.5
13/03/1982 01:00:00 | 237.5 | 237.5 | 237.5 | 237.5 | 237.5 | 237.5 | 237.5 | 237.5
13/03/1982 02:00:00 | 237.5 | 237.5 | 237.5 | 237.5 | 237.5 | 237.5 | 237.5 | 237.5
13/03/1982 03:00:00 | 237.5 | 237.5 | 237.5 | 237.5 | 237.5 | 237.5 | 237.5 | 237.5
13/03/1982 04:00:00 | 237.5 | 237.5 | 237.5 | 237.5 | 237.5 | 237.5 | 237.5 | 237.5
13/03/1982 05:00:00 | 237.5 | 237.5 | 237.5 | 237.5 | 237.5 | 237.5 | 237.5 | 237.5
13/03/1982 06:00:00 | 237.5 | 237.5 | 237.5 | 237.5 | 237.5 | 237.5 | 237.5 | 237.5
13/03/1982 07:00:00 | 237.5 | 237.5 | 237.5 | 237.5 | 237.5 | 237.5 | 237.5 | 237.5
13/03/1982 08:00:00 | 237.5 | 237.5 | 237.5 | 237.5 | 237.5 | 237.5 | 237.5 | 237.5
13/03/1982 09:00:00 | 237.5 | 237.5 | 237.5 | 237.5 | 237.5 | 237.5 | 237.5 | 237.5
13/03/1982 10:00:00 | 237.5 | 237.5 | 237.5 | 237.5 | 237.5 | 237.5 | 237.5 | 237.5
13/03/1982 11:00:00 | 237.5 | 237.5 | 237.5 | 237.5 | 237.5 | 237.5 | 237.5 | 237.5
13/03/1982 12:00:00 | 237.5 | 237.5 | 237.5 | 237.5 | 237.5 | 237.5 | 237.5 | 237.5
13/03/1982 13:00:00 | 222.5311 | 222.3959 | 220.6459 | 217.8039 | 214.0374 | 206.186 | 195.3734 | 186.6992
13/03/1982 14:00:00 | 124.7515 | 127.1755 | 124.6704 | 122.9349 | 119.9126 | 111.9891 | 102.5465 | 94.6666
13/03/1982 15:00:00 | 73.9295 | 74.3804 | 71.1541 | 68.9347 | 66.8703 | 61.7967 | 56.5736 | 52.2154
13/03/1982 16:00:00 | 52.4326 | 50.8062 | 44.2526 | 40.2607 | 38.8622 | 34.4429 | 31.3054 | 27.2147
13/03/1982 17:00:00 | 41.3049 | 42.5865 | 34.7179 | 31.9332 | 34.24 | 33.3437 | 34.6675 | 30.7907
13/03/1982 18:00:00 | 43.9472 | 47.3361 | 43.5691 | 43.1753 | 46.9907 | 48.5847 | 54.6296 | 53.5468
13/03/1982 19:00:00 | 40.1955 | 44.5547 | 43.9914 | 47.0925 | 49.6675 | 53.0322 | 57.5119 | 58.9281
13/03/1982 20:00:00 | 43.6444 | 52.083 | 48.2994 | 52.5372 | 57.6773 | 65.1687 | 72.6568 | 72.7244
13/03/1982 21:00:00 | 69.0748 | 80.9115 | 78.5644 | 82.1417 | 86.4417 | 92.1843 | 95.876 | 94.2836
13/03/1982 22:00:00 | 85.3306 | 90.1996 | 90.8619 | 91.2983 | 90.996 | 90.9963 | 88.8103 | 87.7948
13/03/1982 23:00:00 | 86.6633 | 87.584 | 87.7908 | 87.8509 | 89.4534 | 90.6785 | 93.1555 | 94.136
14/03/1982 00:00:00 | 94.3039 | 96.0963 | 97.8232 | 99.0362 | 100.8989 | 103.4835 | 106.1314 | 108.3709
14/03/1982 01:00:00 | 101.7349 | 102.699 | 105.0336 | 106.3129 | 106.7945 | 108.9186 | 110.8405 | 113.7906
14/03/1982 02:00:00 | 98.911 | 99.39 | 102.6156 | 105.2388 | 105.6494 | 107.1933 | 109.5235 | 112.3805
14/03/1982 03:00:00 | 105.1286 | 105.1695 | 106.5372 | 108.4569 | 109.4754 | 110.7162 | 112.5182 | 113.5983
14/03/1982 04:00:00 | 127.9198 | 130.2851 | 130.0847 | 131.1209 | 132.6079 | 134.2341 | 136.4159 | 137.0431
14/03/1982 05:00:00 | 149.4731 | 159.5271 | 161.0986 | 165.3439 | 168.4473 | 172.5609 | 175.8965 | 176.8878
14/03/1982 06:00:00 | 176.4567 | 193.1553 | 196.4108 | 202.3224 | 204.6377 | 207.7738 | 208.4524 | 208.0136
14/03/1982 07:00:00 | 194.5872 | 211.1542 | 217.5562 | 223.927 | 223.898 | 224.0801 | 221.1532 | 219.8435
14/03/1982 08:00:00 | 205.4802 | 219.7973 | 226.4739 | 229.5782 | 229.5452 | 229.2782 | 227.0107 | 224.4757
14/03/1982 09:00:00 | 221.8526 | 229.6654 | 231.638 | 233.7113 | 234.1203 | 234.3458 | 232.386 | 230.9873
14/03/1982 10:00:00 | 228.5867 | 232.7831 | 234.6499 | 236.302 | 236.8353 | 237.4614 | 235.7977 | 234.8778
14/03/1982 11:00:00 | 227.3476 | 232.4071 | 234.7027 | 237.2137 | 237.5 | 237.5 | 237.5 | 237.5
14/03/1982 12:00:00 | 229.4761 | 234.9371 | 237.3839 | 237.5 | 237.5 | 237.5 | 237.5 | 237.5
14/03/1982 13:00:00 | 237.5 | 237.5 | 237.5 | 237.5 | 237.5 | 237.5 | 237.5 | 237.5
14/03/1982 14:00:00 | 237.5 | 237.5 | 237.5 | 237.5 | 237.5 | 237.5 | 237.5 | 237.5
14/03/1982 15:00:00 | 237.5 | 237.5 | 237.5 | 237.5 | 237.5 | 237.5 | 237.5 | 237.5
14/03/1982 16:00:00 | 237.5 | 237.5 | 237.5 | 237.5 | 237.5 | 237.5 | 237.5 | 237.5
14/03/1982 17:00:00 | 237.5 | 237.5 | 237.5 | 237.5 | 237.5 | 237.5 | 237.5 | 237.5
14/03/1982 18:00:00 | 237.5 | 237.5 | 237.5 | 237.5 | 237.5 | 237.5 | 237.5 | 237.5
14/03/1982 19:00:00 | 237.5 | 237.5 | 237.5 | 237.5 | 237.5 | 237.5 | 237.5 | 237.5
14/03/1982 20:00:00 | 237.5 | 237.5 | 237.5 | 237.5 | 237.5 | 237.5 | 237.5 | 237.5
14/03/1982 21:00:00 | 237.5 | 237.5 | 237.5 | 237.5 | 237.5 | 237.5 | 237.5 | 237.5
14/03/1982 22:00:00 | 237.5 | 237.5 | 237.5 | 237.5 | 237.5 | 237.5 | 237.5 | 237.5
14/03/1982 23:00:00 | 237.5 | 237.5 | 237.5 | 237.5 | 237.5 | 237.5 | 237.5 | 237.5
15/03/1982 00:00:00 | 237.5 | 237.5 | 237.5 | 237.5 | 237.5 | 237.5 | 237.5 | 237.5
15/03/1982 01:00:00 | 237.5 | 237.5 | 237.5 | 237.5 | 237.5 | 237.5 | 237.5 | 237.5
15/03/1982 02:00:00 | 237.5 | 237.5 | 237.5 | 237.5 | 237.5 | 237.5 | 237.5 | 237.5
15/03/1982 03:00:00 | 237.5 | 237.5 | 237.5 | 237.5 | 237.5 | 237.5 | 237.5 | 237.5
15/03/1982 04:00:00 | 237.5 | 237.5 | 237.5 | 237.5 | 237.5 | 237.5 | 237.5 | 237.5
15/03/1982 05:00:00 | 237.5 | 237.5 | 237.5 | 237.5 | 237.5 | 237.5 | 237.5 | 237.5
15/03/1982 06:00:00 | 237.5 | 237.5 | 237.5 | 237.5 | 237.5 | 237.5 | 237.5 | 237.5
15/03/1982 07:00:00 | 237.5 | 237.5 | 237.5 | 237.5 | 237.5 | 237.5 | 237.5 | 237.5
15/03/1982 08:00:00 | 237.5 | 237.5 | 237.5 | 237.5 | 237.5 | 237.5 | 237.5 | 237.5
15/03/1982 09:00:00 | 237.5 | 237.5 | 237.5 | 237.5 | 237.5 | 237.5 | 237.5 | 237.5
15/03/1982 10:00:00 | 237.5 | 237.5 | 237.5 | 237.5 | 237.5 | 237.5 | 237.5 | 237.5
15/03/1982 11:00:00 | 237.5 | 237.5 | 237.5 | 237.5 | 237.5 | 237.5 | 237.5 | 237.5
15/03/1982 12:00:00 | 237.5 | 237.5 | 237.5 | 237.5 | 237.5 | 237.5 | 237.5 | 237.5
15/03/1982 13:00:00 | 237.5 | 237.5 | 237.5 | 237.5 | 237.5 | 237.5 | 237.5 | 237.5
15/03/1982 14:00:00 | 237.5 | 237.5 | 237.5 | 237.5 | 237.5 | 237.5 | 237.5 | 237.5
15/03/1982 15:00:00 | 237.5 | 237.5 | 237.5 | 237.5 | 237.5 | 237.5 | 237.5 | 237.5
15/03/1982 16:00:00 | 237.5 | 237.5 | 237.5 | 237.5 | 237.5 | 237.5 | 237.5 | 237.5
15/03/1982 17:00:00 | 237.5 | 237.5 | 237.5 | 237.5 | 237.5 | 237.5 | 237.5 | 237.5
15/03/1982 18:00:00 | 237.5 | 237.5 | 237.5 | 237.5 | 237.5 | 237.5 | 237.5 | 237.5
15/03/1982 19:00:00 | 237.5 | 237.5 | 237.5 | 237.5 | 237.5 | 237.5 | 237.5 | 237.5
15/03/1982 20:00:00 | 237.5 | 237.5 | 237.5 | 237.5 | 237.5 | 237.5 | 237.5 | 237.5
15/03/1982 21:00:00 | 237.5 | 237.5 | 237.5 | 237.5 | 237.5 | 237.5 | 237.5 | 237.5
15/03/1982 22:00:00 | 237.5 | 237.5 | 237.5 | 237.5 | 237.5 | 237.5 | 237.5 | 237.5
15/03/1982 23:00:00 | 237.5 | 237.5 | 237.5 | 237.5 | 237.5 | 237.5 | 237.5 | 237.5
16/03/1982 00:00:00 | 235.6802 | 233.4684 | 234.4024 | 232.1048 | 227.381 | 213.3524 | 199.9122 | 193.0471
16/03/1982 01:00:00 | 148.0247 | 148.5207 | 149.2941 | 147.1323 | 143.3024 | 136.0507 | 132.101 | 129.6483
16/03/1982 02:00:00 | 117.933 | 120.4532 | 121.024 | 121.1071 | 120.8481 | 120.4614 | 120.0511 | 119.9597
16/03/1982 03:00:00 | 104.4793 | 109.622 | 113.1143 | 116.6927 | 118.5883 | 122.0644 | 123.7686 | 125.5193
16/03/1982 04:00:00 | 110.3167 | 113.9495 | 115.2422 | 116.4085 | 116.8286 | 116.7057 | 117.8795 | 118.3614
16/03/1982 05:00:00 | 131.1189 | 133.0779 | 129.6889 | 126.5774 | 124.8668 | 121.4669 | 121.1667 | 120.0347
16/03/1982 06:00:00 | 124.8731 | 123.036 | 118.666 | 114.3741 | 112.6891 | 110.8287 | 110.9302 | 110.953
16/03/1982 07:00:00 | 123.3373 | 124.4326 | 121.9945 | 119.9269 | 119.9079 | 119.9538 | 120.7065 | 120.9376
16/03/1982 08:00:00 | 118.3722 | 126.4875 | 127.7965 | 131.8717 | 136.04 | 141.9742 | 145.0845 | 146.6557
16/03/1982 09:00:00 | 143.3821 | 153.223 | 154.785 | 160.2686 | 167.437 | 179.5546 | 188.3147 | 194.5076
16/03/1982 10:00:00 | 201.7313 | 208.1215 | 209.1391 | 210.8756 | 215.5037 | 224.6144 | 231.9328 | 236.767
16/03/1982 11:00:00 | 230.0843 | 233.662 | 236.811 | 237.5 | 237.5 | 237.5 | 237.5 | 237.5
16/03/1982 12:00:00 | 237.5 | 237.5 | 237.5 | 237.5 | 237.5 | 237.5 | 237.5 | 237.5
16/03/1982 13:00:00 | 237.5 | 237.5 | 237.5 | 237.5 | 237.5 | 237.5 | 237.5 | 237.5
16/03/1982 14:00:00 | 237.5 | 237.5 | 237.5 | 237.5 | 237.5 | 237.5 | 237.5 | 237.5
16/03/1982 15:00:00 | 237.5 | 237.5 | 237.5 | 237.5 | 237.5 | 237.5 | 237.5 | 237.5
16/03/1982 16:00:00 | 237.5 | 237.5 | 237.5 | 237.5 | 237.5 | 237.5 | 237.5 | 237.5
16/03/1982 17:00:00 | 237.5 | 237.5 | 237.5 | 237.5 | 237.5 | 237.5 | 237.5 | 237.5
16/03/1982 18:00:00 | 237.5 | 237.5 | 237.5 | 237.5 | 237.5 | 237.5 | 237.5 | 237.5
16/03/1982 19:00:00 | 237.5 | 237.5 | 237.5 | 237.5 | 237.5 | 237.5 | 237.5 | 237.5
16/03/1982 20:00:00 | 237.5 | 237.5 | 237.5 | 237.5 | 237.5 | 237.5 | 237.5 | 237.5
16/03/1982 21:00:00 | 237.5 | 237.5 | 237.5 | 237.5 | 237.5 | 237.5 | 237.5 | 237.5
16/03/1982 22:00:00 | 237.5 | 237.5 | 237.5 | 237.5 | 237.5 | 237.5 | 237.5 | 237.5
16/03/1982 23:00:00 | 237.5 | 237.5 | 237.5 | 237.5 | 237.5 | 237.5 | 237.5 | 237.5
17/03/1982 00:00:00 | 237.5 | 237.5 | 237.5 | 237.5 | 237.5 | 237.5 | 237.5 | 237.5
17/03/1982 01:00:00 | 237.5 | 237.5 | 237.5 | 237.5 | 237.5 | 237.5 | 237.5 | 237.5
17/03/1982 02:00:00 | 237.5 | 237.5 | 237.5 | 237.5 | 237.5 | 237.5 | 237.5 | 237.5
17/03/1982 03:00:00 | 237.5 | 237.5 | 237.5 | 237.5 | 237.5 | 237.5 | 237.5 | 237.5
17/03/1982 04:00:00 | 237.5 | 237.5 | 237.5 | 237.5 | 237.5 | 237.5 | 237.5 | 237.5
17/03/1982 05:00:00 | 237.5 | 237.5 | 237.5 | 237.5 | 237.5 | 237.5 | 237.5 | 237.5
17/03/1982 06:00:00 | 237.5 | 237.5 | 237.5 | 237.5 | 237.5 | 237.5 | 237.5 | 237.5
17/03/1982 07:00:00 | 237.5 | 237.5 | 237.5 | 237.5 | 237.5 | 237.5 | 237.5 | 237.5
17/03/1982 08:00:00 | 227.2494 | 232.6936 | 233.3623 | 234.7458 | 234.6409 | 235.1344 | 236.3138 | 237.2621
17/03/1982 09:00:00 | 208.6331 | 213.2009 | 211.8843 | 212.2109 | 213.1907 | 215.9397 | 219.2485 | 221.4974
17/03/1982 10:00:00 | 189.9458 | 189.5974 | 188.3967 | 188.9034 | 191.3456 | 197.7426 | 202.3512 | 206.0233
17/03/1982 11:00:00 | 172.8503 | 175.0783 | 178.3394 | 182.6866 | 185.564 | 192.1599 | 196.9767 | 201.6568
17/03/1982 12:00:00 | 180.9014 | 184.7072 | 187.9147 | 191.0619 | 193.3824 | 197.909 | 201.5409 | 204.8902
17/03/1982 13:00:00 | 184.5544 | 190.3478 | 194.3216 | 197.0807 | 198.3034 | 199.5475 | 198.44 | 198.2335
17/03/1982 14:00:00 | 165.8442 | 171.2926 | 176.6516 | 179.319 | 179.3176 | 175.8333 | 169.0969 | 164.0554
17/03/1982 15:00:00 | 130.7321 | 131.5048 | 136.8981 | 138.9189 | 139.5058 | 133.2367 | 126.4312 | 120.0564
17/03/1982 16:00:00 | 100.0229 | 96.2284 | 99.7762 | 101.5703 | 101.8539 | 99.0855 | 98.6485 | 97.3632
17/03/1982 17:00:00 | 94.5344 | 89.0777 | 87.2085 | 85.5528 | 84.2875 | 83.2452 | 83.795 | 84.5064
17/03/1982 18:00:00 | 95.6759 | 90.3827 | 86.4382 | 82.6603 | 81.1464 | 79.9796 | 80.927 | 81.838
17/03/1982 19:00:00 | 86.9049 | 81.4762 | 78.7287 | 74.8076 | 72.3648 | 71.961 | 75.7648 | 80.4429
17/03/1982 20:00:00 | 75.8604 | 71.3981 | 67.5248 | 63.4111 | 60.3499 | 60.5117 | 63.9321 | 69.0063
17/03/1982 21:00:00 | 65.606 | 62.305 | 57.3156 | 53.4805 | 50.4582 | 49.5381 | 51.3313 | 54.5528
17/03/1982 22:00:00 | 57.0405 | 53.8539 | 49.7679 | 45.4975 | 42.2914 | 39.2589 | 39.4241 | 40.8934
17/03/1982 23:00:00 | 47.9817 | 45.5047 | 43.8075 | 41.4505 | 39.3732 | 36.3161 | 36.5421 | 37.0979
18/03/1982 00:00:00 | 45.2736 | 44.5177 | 43.9939 | 43.4136 | 41.8026 | 39.7342 | 40.4914 | 41.4188
18/03/1982 01:00:00 | 41.7476 | 42.8384 | 42.5802 | 43.333 | 42.9364 | 42.946 | 44.8939 | 46.5391
18/03/1982 02:00:00 | 42.4838 | 45.6808 | 45.9259 | 47.8107 | 49.6319 | 52.1461 | 54.5609 | 55.5689
18/03/1982 03:00:00 | 51.7995 | 52.9467 | 52.3391 | 52.4642 | 53.2534 | 54.6226 | 55.873 | 56.554
18/03/1982 04:00:00 | 48.7618 | 49.5618 | 49.7908 | 50.7088 | 51.1949 | 52.5337 | 53.8535 | 54.9815
18/03/1982 05:00:00 | 47.7451 | 51.0145 | 52.6532 | 54.9854 | 55.644 | 56.8283 | 57.0941 | 57.3837
18/03/1982 06:00:00 | 53.7341 | 55.9222 | 56.7447 | 58.1812 | 58.8096 | 59.1767 | 58.7413 | 57.9847
18/03/1982 07:00:00 | 57.3603 | 58.8961 | 58.9956 | 59.5547 | 59.4956 | 58.4888 | 57.1356 | 55.6491
18/03/1982 08:00:00 | 52.4584 | 53.0864 | 52.6459 | 52.1941 | 51.3326 | 49.4021 | 47.95 | 46.5524
18/03/1982 09:00:00 | 42.4354 | 42.542 | 42.3967 | 42.148 | 42.0174 | 41.7837 | 42.9306 | 43.7367
18/03/1982 10:00:00 | 39.0401 | 37.7756 | 38.2017 | 37.9924 | 38.1441 | 39.3125 | 41.7675 | 44.2755
18/03/1982 11:00:00 | 37.4636 | 35.0549 | 35.0534 | 34.3678 | 34.094 | 34.6075 | 35.8768 | 37.9286
18/03/1982 12:00:00 | 35.1408 | 32.7387 | 31.6723 | 30.2219 | 29.3446 | 28.5003 | 28.3601 | 28.7047
18/03/1982 13:00:00 | 32.7905 | 31.0112 | 29.5445 | 27.945 | 26.8399 | 25.4477 | 24.2978 | 23.5684
18/03/1982 14:00:00 | 28.3891 | 27.3404 | 26.2391 | 24.8831 | 23.3929 | 21.0336 | 18.7911 | 17.1994
18/03/1982 15:00:00 | 19.6263 | 18.4555 | 17.2653 | 15.6065 | 13.8192 | 11.288 | 8.8974 | 7.5705
18/03/1982 16:00:00 | 10.3996 | 9.5093 | 8.6256 | 7.6117 | 6.4842 | 4.6398 | 2.9421 | 1.7234
18/03/1982 17:00:00 | 5.7827 | 5.5104 | 4.5842 | 3.699 | 2.7339 | 1.3406 | 0.37371 | 0
18/03/1982 18:00:00 | 2.8326 | 2.9251 | 1.8034 | 1.2865 | 0.8151 | 0 | 0 | 0
18/03/1982 19:00:00 | 1.0283 | 1.1696 | 0.38781 | 0 | 0 | 0 | 0 | 0
18/03/1982 20:00:00 | 0 | 0 | 0 | 0 | 0 | 0 | 0 | 0
18/03/1982 21:00:00 | 0 | 0 | 0 | 0 | 0 | 0 | 0 | 0
18/03/1982 22:00:00 | 0 | 0 | 0 | 0 | 0 | 0 | 0 | 0
18/03/1982 23:00:00 | 0 | 0 | 0 | 0 | 0 | 0 | 0 | 0
19/03/1982 00:00:00 | 0 | 0 | 0 | 0 | 0 | 0 | 0 | 0
19/03/1982 01:00:00 | 0 | 0 | 0 | 0 | 0 | 0 | 0 | 0
19/03/1982 02:00:00 | 0 | 0 | 0 | 0 | 0 | 0 | 0 | 0
19/03/1982 03:00:00 | 0 | 0 | 0 | 0 | 0 | 0 | 0 | 0
19/03/1982 04:00:00 | 0 | 0 | 0 | 0 | 0 | 0 | 0 | 0
19/03/1982 05:00:00 | 0 | 0 | 0 | 0 | 0 | 0 | 0 | 0
19/03/1982 06:00:00 | 0.32053 | 0 | 0 | 0 | 0 | 0 | 0 | 0
19/03/1982 07:00:00 | 5.1818 | 4.9376 | 4.562 | 4.1763 | 3.5376 | 2.3574 | 1.3706 | 0.7849
19/03/1982 08:00:00 | 9.2935 | 9.0116 | 9.1447 | 9.1087 | 8.8051 | 8.2139 | 7.2359 | 6.6567
19/03/1982 09:00:00 | 12.3525 | 12.2131 | 12.0754 | 11.9785 | 11.758 | 11.5273 | 11.017 | 10.7282
19/03/1982 10:00:00 | 12.7476 | 13.9942 | 13.9011 | 14.2702 | 14.5596 | 14.6646 | 14.5457 | 14.1093
19/03/1982 11:00:00 | 8.9011 | 11.1657 | 12.2842 | 13.8916 | 15.1555 | 16.7409 | 17.8069 | 18.1998
19/03/1982 12:00:00 | 3.1399 | 5.0422 | 6.6697 | 8.5848 | 9.9224 | 12.5083 | 14.1536 | 15.7419
19/03/1982 13:00:00 | 0 | 0.57413 | 1.5989 | 3.3208 | 4.4499 | 6.6194 | 7.9416 | 9.3504
19/03/1982 14:00:00 | 0.99391 | 1.656 | 2.2307 | 3.274 | 4.1567 | 5.667 | 6.7913 | 7.9276
19/03/1982 15:00:00 | 6.9613 | 8.3281 | 8.2469 | 8.6275 | 9.4023 | 10.51 | 11.7144 | 12.2905
19/03/1982 16:00:00 | 11.562 | 13.1881 | 12.6611 | 12.8477 | 14.0061 | 15.2609 | 17.061 | 17.4317
19/03/1982 17:00:00 | 13.8721 | 14.6775 | 13.8901 | 13.7042 | 14.8783 | 16.0246 | 17.9467 | 18.3592
19/03/1982 18:00:00 | 17.3475 | 17.1962 | 16.3711 | 15.8 | 16.3505 | 16.9019 | 18.6126 | 19.4093
19/03/1982 19:00:00 | 28.8703 | 28.315 | 26.7804 | 25.5641 | 25.0626 | 23.9325 | 23.8664 | 23.5381
19/03/1982 20:00:00 | 43.4984 | 46.0958 | 45.5259 | 45.2334 | 46.0988 | 44.5806 | 42.3533 | 39.3494
19/03/1982 21:00:00 | 48.4421 | 52.4393 | 52.5047 | 54.258 | 56.613 | 57.4517 | 58.3827 | 58.9408
19/03/1982 22:00:00 | 59.1428 | 64.5461 | 63.0123 | 65.3393 | 67.7248 | 68.9106 | 71.8513 | 73.3897
19/03/1982 23:00:00 | 75.991 | 82.9577 | 84.45 | 87.9296 | 91.7908 | 95.6882 | 100.2176 | 101.7844
20/03/1982 00:00:00 | 88.3841 | 93.239 | 95.9064 | 98.1038 | 100.0291 | 103.1339 | 108.861 | 114.394
20/03/1982 01:00:00 | 95.1988 | 100.1264 | 103.6903 | 105.2263 | 106.0569 | 107.0702 | 110.5051 | 113.9511
20/03/1982 02:00:00 | 79.2103 | 80.8427 | 87.8504 | 89.2368 | 88.8761 | 89.1255 | 89.3966 | 92.3334
20/03/1982 03:00:00 | 38.6177 | 34.7767 | 41.5615 | 39.7117 | 38.1738 | 37.6642 | 37.4261 | 40.6625
20/03/1982 04:00:00 | 2.4371 | 0 | 4.7199 | 4.1076 | 1.9589 | 2.0544 | 2.8939 | 8.6508
20/03/1982 05:00:00 | 0 | 0 | 0 | 0 | 0 | 0 | 0.061701 | 7.7582
20/03/1982 06:00:00 | 1.0711 | 1.7562 | 8.5658 | 10.9872 | 12.4428 | 16.3313 | 20.6708 | 31.675
20/03/1982 07:00:00 | 26.608 | 30.1476 | 38.0526 | 40.3927 | 45.094 | 51.6867 | 55.4812 | 61.0393
20/03/1982 08:00:00 | 54.8022 | 58.4779 | 61.2156 | 63.5594 | 64.8558 | 68.1832 | 67.6568 | 68.8256
20/03/1982 09:00:00 | 56.2632 | 58.2791 | 62.0311 | 64.4011 | 64.222 | 66.383 | 66.1979 | 68.8027
20/03/1982 10:00:00 | 60.621 | 63.8293 | 68.0724 | 70.6191 | 71.4908 | 75.4268 | 76.4811 | 80.2656
20/03/1982 11:00:00 | 70.8245 | 74.602 | 78.5222 | 81.6038 | 82.8541 | 86.5601 | 87.9729 | 91.5149
20/03/1982 12:00:00 | 80.677 | 82.7847 | 85.5733 | 86.8936 | 86.8112 | 87.5645 | 87.6999 | 89.4838
20/03/1982 13:00:00 | 99.3592 | 101.7662 | 104.6595 | 105.3377 | 103.8742 | 102.2293 | 99.3626 | 98.9427
20/03/1982 14:00:00 | 146.432 | 145.6366 | 146.9016 | 145.1619 | 141.8457 | 135.7867 | 129.9118 | 126.5947
20/03/1982 15:00:00 | 190.9469 | 183.6194 | 178.1589 | 170.8941 | 165.1307 | 153.5667 | 145.1636 | 137.8638
20/03/1982 16:00:00 | 195.9162 | 185.6 | 176.9732 | 166.963 | 159.5334 | 145.4501 | 135.6907 | 126.9513
20/03/1982 17:00:00 | 184.3388 | 171.1701 | 161.5941 | 150.3349 | 142.9263 | 129.0468 | 120.6778 | 113.4322
20/03/1982 18:00:00 | 167.0493 | 152.1522 | 142.6857 | 131.5193 | 124.7514 | 113.153 | 105.851 | 100.2568
20/03/1982 19:00:00 | 144.2668 | 130.4352 | 122.6522 | 113.914 | 108.1763 | 99.1211 | 93.2902 | 88.2958
20/03/1982 20:00:00 | 119.5462 | 110.187 | 105.9807 | 101.2079 | 97.4341 | 91.312 | 86.4903 | 83.3452
20/03/1982 21:00:00 | 99.0709 | 93.606 | 92.4123 | 90.0896 | 87.8513 | 84.891 | 81.7655 | 80.0177
20/03/1982 22:00:00 | 83.9724 | 80.4995 | 80.1689 | 79.0186 | 77.9301 | 76.5278 | 74.7642 | 74.0469
20/03/1982 23:00:00 | 73.4065 | 71.3062 | 71.2887 | 70.8356 | 70.5093 | 70.1202 | 69.2124 | 68.9236
21/03/1982 00:00:00 | 60.4407 | 59.0328 | 58.8377 | 58.3505 | 58.0073 | 57.3905 | 56.2117 | 55.5249
21/03/1982 01:00:00 | 43.194 | 41.7726 | 41.2133 | 40.3291 | 39.3646 | 38.1996 | 36.5654 | 35.8251
21/03/1982 02:00:00 | 29.0854 | 27.7105 | 27.5556 | 27.0608 | 26.3968 | 25.8798 | 25.1938 | 25.1602
21/03/1982 03:00:00 | 18.8622 | 18.7607 | 19.2452 | 19.4953 | 19.2772 | 19.4785 | 19.2485 | 19.57
21/03/1982 04:00:00 | 12.1379 | 12.7769 | 13.5443 | 14.016 | 13.8269 | 14.1654 | 13.8626 | 14.2664
21/03/1982 05:00:00 | 8.1831 | 8.6822 | 9.2324 | 9.7347 | 9.6644 | 10.0694 | 10.0387 | 10.5515
21/03/1982 06:00:00 | 7.02 | 7.6481 | 8.0491 | 8.4367 | 8.6435 | 9.1638 | 9.4199 | 9.9116
21/03/1982 07:00:00 | 6.5163 | 7.1048 | 7.7228 | 8.2175 | 8.5349 | 9.3078 | 9.8154 | 10.5527
21/03/1982 08:00:00 | 4.866 | 5.0502 | 5.8708 | 6.3732 | 6.5177 | 7.2016 | 7.5016 | 8.1903
21/03/1982 09:00:00 | 1.5377 | 1.8062 | 2.6504 | 3.2143 | 3.341 | 4.0056 | 4.2894 | 4.9652
21/03/1982 10:00:00 | 0 | 0 | 0.36559 | 0.95539 | 1.3091 | 2.1643 | 2.884 | 3.7204
21/03/1982 11:00:00 | 0 | 0 | 0 | 0.31389 | 0.81872 | 1.7475 | 2.6383 | 3.6289
21/03/1982 12:00:00 | 0 | 0 | 0 | 0 | 0.19743 | 1.0826 | 1.6889 | 2.7447
21/03/1982 13:00:00 | 0 | 0 | 0 | 0 | 0 | 0 | 0.047032 | 0.99837
21/03/1982 14:00:00 | 0 | 0 | 0 | 0 | 0 | 0 | 0 | 0
21/03/1982 15:00:00 | 0 | 0 | 0 | 0 | 0 | 0 | 0 | 0
21/03/1982 16:00:00 | 0 | 0 | 0 | 0 | 0 | 0 | 0 | 0
21/03/1982 17:00:00 | 0 | 0 | 0 | 0 | 0 | 0 | 0 | 0
21/03/1982 18:00:00 | 0 | 0 | 0 | 0 | 0 | 0 | 0 | 0
21/03/1982 19:00:00 | 0 | 0 | 0 | 0 | 0 | 0 | 0 | 0.67776
21/03/1982 20:00:00 | 0 | 0 | 0 | 0 | 0 | 0.62342 | 3.1334 | 5.5492
21/03/1982 21:00:00 | 0 | 0 | 0 | 0 | 0.27167 | 3.392 | 6.5484 | 9.0068
21/03/1982 22:00:00 | 0 | 0 | 0 | 0.75111 | 2.0029 | 5.5766 | 8.3264 | 11.1458
21/03/1982 23:00:00 | 0 | 0.056206 | 1.3706 | 3.5469 | 5.263 | 8.596 | 11.67 | 14.767
22/03/1982 00:00:00 | 2.6566 | 5.4596 | 7.3804 | 10.1033 | 12.4726 | 17.1385 | 20.3863 | 23.3838
22/03/1982 01:00:00 | 10.6291 | 14.1386 | 16.1743 | 18.8287 | 19.9767 | 22.3317 | 23.4008 | 24.6412
22/03/1982 02:00:00 | 13.2562 | 15.3496 | 16.4509 | 17.2747 | 17.332 | 17.6357 | 17.7884 | 18.5242
22/03/1982 03:00:00 | 10.5651 | 11.3631 | 12.0666 | 12.5132 | 13.1852 | 14.2683 | 15.9383 | 17.4486
22/03/1982 04:00:00 | 10.0933 | 11.3607 | 12.2127 | 13.2326 | 14.7647 | 17.8543 | 21.0898 | 23.8459
22/03/1982 05:00:00 | 13.4848 | 16.1767 | 17.5905 | 19.6203 | 21.6413 | 25.0701 | 27.1855 | 28.9779
22/03/1982 06:00:00 | 19.1147 | 22.5104 | 23.7398 | 25.5294 | 26.0679 | 27.0668 | 27.0825 | 27.1342
22/03/1982 07:00:00 | 23.9581 | 25.1074 | 25.5738 | 26.1093 | 25.5423 | 25.284 | 24.4136 | 24.1927
22/03/1982 08:00:00 | 21.0094 | 20.7197 | 21.0631 | 21.3089 | 21.145 | 21.0535 | 20.5693 | 20.4096
22/03/1982 09:00:00 | 12.9311 | 12.9676 | 13.2142 | 13.7051 | 14.5202 | 16.2689 | 17.9924 | 19.2871
22/03/1982 10:00:00 | 10.0125 | 11.1942 | 12.1658 | 13.5881 | 14.7836 | 17.2677 | 19.0776 | 20.5483
22/03/1982 11:00:00 | 15.1757 | 17.408 | 18.3895 | 19.6588 | 20.216 | 21.2163 | 22.0519 | 22.6913
22/03/1982 12:00:00 | 20.4185 | 21.6572 | 21.6735 | 21.8899 | 21.9337 | 22.1244 | 22.7072 | 23.1245
22/03/1982 13:00:00 | 19.843 | 20.8757 | 21.1265 | 21.6927 | 22.1369 | 23.3101 | 24.4943 | 25.5186
22/03/1982 14:00:00 | 18.4286 | 20.3085 | 21.2134 | 22.8268 | 24.7756 | 28.481 | 32.2222 | 34.9285
22/03/1982 15:00:00 | 19.9861 | 22.8385 | 24.1121 | 26.4543 | 29.8947 | 35.9518 | 42.5931 | 47.2588
22/03/1982 16:00:00 | 27.4922 | 31.2844 | 32.9254 | 35.6689 | 39.6095 | 46.4002 | 52.8332 | 57.4791
22/03/1982 17:00:00 | 42.1627 | 46.0551 | 48.6176 | 52.0648 | 55.2816 | 61.5803 | 64.8262 | 67.806
22/03/1982 18:00:00 | 60.2147 | 64.1131 | 66.7592 | 69.8553 | 71.6676 | 75.2939 | 74.3022 | 74.2596
22/03/1982 19:00:00 | 72.8388 | 76.1561 | 77.1215 | 78.1647 | 77.8021 | 76.6521 | 72.6251 | 69.948
22/03/1982 20:00:00 | 70.9625 | 73.2127 | 72.3161 | 71.3979 | 69.5946 | 66.104 | 62.0668 | 58.7936
22/03/1982 21:00:00 | 60.3392 | 61.8031 | 60.9108 | 59.988 | 57.7807 | 54.3949 | 50.971 | 48.2512
22/03/1982 22:00:00 | 48.8409 | 48.9344 | 48.4038 | 47.4341 | 45.4891 | 42.7383 | 40.5795 | 39.1371
22/03/1982 23:00:00 | 41.9836 | 41.8974 | 41.7614 | 41.3639 | 40.4891 | 39.1382 | 38.1514 | 37.5864
23/03/1982 00:00:00 | 40.0914 | 40.0408 | 40.0782 | 40.4079 | 40.3062 | 40.1005 | 39.3646 | 38.7488
23/03/1982 01:00:00 | 38.4193 | 37.3286 | 37.4686 | 37.5949 | 37.1271 | 36.2951 | 34.9736 | 34.1358
23/03/1982 02:00:00 | 35.6168 | 33.9481 | 34.0238 | 33.4869 | 32.5132 | 31.0634 | 29.3482 | 28.5
23/03/1982 03:00:00 | 35.0325 | 33.0217 | 33.079 | 32.2736 | 31.2939 | 30.0302 | 29.2724 | 29.3336
23/03/1982 04:00:00 | 40.4562 | 38.2959 | 38.1919 | 37.3004 | 37.0273 | 36.7338 | 37.1232 | 37.8771
23/03/1982 05:00:00 | 50.854 | 49.4622 | 49.1683 | 48.5586 | 49.0318 | 49.5858 | 50.1322 | 50.5615
23/03/1982 06:00:00 | 60.2432 | 59.9699 | 58.8941 | 58.2082 | 58.721 | 58.5431 | 58.5241 | 57.7204
23/03/1982 07:00:00 | 60.6721 | 59.7589 | 57.5457 | 56.1912 | 56.0731 | 54.877 | 54.4879 | 53.2021
23/03/1982 08:00:00 | 56.009 | 54.2669 | 52.0139 | 50.0508 | 49.3358 | 47.6333 | 46.925 | 45.771
23/03/1982 09:00:00 | 57.708 | 55.7736 | 54.0614 | 51.9694 | 50.7839 | 49.0914 | 48.319 | 47.8331
23/03/1982 10:00:00 | 66.2267 | 64.827 | 63.7106 | 62.1436 | 60.8116 | 58.9342 | 57.6086 | 56.8902
23/03/1982 11:00:00 | 67.9306 | 67.4015 | 66.3072 | 65.502 | 64.535 | 62.3985 | 59.5109 | 57.0062
23/03/1982 12:00:00 | 58.3148 | 57.4398 | 56.4357 | 55.8034 | 55.1704 | 53.4047 | 50.6134 | 47.9348
23/03/1982 13:00:00 | 47.9278 | 46.903 | 45.7668 | 45.0704 | 44.7164 | 43.124 | 41.28 | 39.1066
23/03/1982 14:00:00 | 41.9278 | 40.3161 | 39.0026 | 38.0156 | 37.6889 | 35.9057 | 34.2401 | 32.216
23/03/1982 15:00:00 | 41.8928 | 37.946 | 36.0617 | 34.4901 | 33.6394 | 31.602 | 29.4892 | 27.3373
23/03/1982 16:00:00 | 50.6523 | 43.6694 | 41.0185 | 37.6249 | 35.1795 | 31.6263 | 28.6674 | 26.5043
23/03/1982 17:00:00 | 65.8858 | 56.0939 | 52.1279 | 46.5652 | 42.7584 | 36.4636 | 32.4091 | 29.4508
23/03/1982 18:00:00 | 80.6253 | 69.6022 | 64.2907 | 57.1639 | 52.0893 | 43.5827 | 37.7088 | 33.6071
23/03/1982 19:00:00 | 85.6077 | 76.6106 | 71.2402 | 64.8717 | 58.9411 | 49.7176 | 42.7316 | 37.7066
23/03/1982 20:00:00 | 81.2448 | 74.2835 | 69.8232 | 64.6264 | 59.5872 | 51.2799 | 44.6388 | 39.8255
23/03/1982 21:00:00 | 74.8312 | 69.1588 | 64.9865 | 60.1699 | 56.2261 | 49.1855 | 43.5344 | 39.0452
23/03/1982 22:00:00 | 63.6027 | 59.8511 | 56.7093 | 53.4608 | 50.3732 | 44.3786 | 39.9749 | 36.0128
23/03/1982 23:00:00 | 50.2897 | 47.4702 | 45.7061 | 43.9636 | 42.1707 | 38.1586 | 34.976 | 32.4093
24/03/1982 00:00:00 | 39.9688 | 37.211 | 35.9593 | 34.6452 | 33.8024 | 31.4417 | 29.4045 | 27.3574
24/03/1982 01:00:00 | 29.0366 | 26.8086 | 25.8573 | 24.7508 | 24.2144 | 22.5867 | 21.3098 | 19.9722
24/03/1982 02:00:00 | 19.6113 | 18.1089 | 16.9344 | 15.8665 | 15.55 | 14.5983 | 14.0791 | 13.3683
24/03/1982 03:00:00 | 14.8432 | 13.4705 | 12.2686 | 11.1841 | 10.7223 | 9.746 | 9.3411 | 8.8822
24/03/1982 04:00:00 | 12.6196 | 10.9564 | 9.7481 | 8.7087 | 8.1059 | 6.923 | 6.244 | 5.5696
24/03/1982 05:00:00 | 9.8208 | 8.4592 | 7.7019 | 6.8487 | 6.2719 | 5.1771 | 4.427 | 3.7509
24/03/1982 06:00:00 | 6.6156 | 5.4849 | 4.9723 | 4.318 | 3.8453 | 3.0227 | 2.4104 | 1.9281
24/03/1982 07:00:00 | 2.6621 | 1.7869 | 1.5288 | 1.1733 | 0.89601 | 0.4244 | 0 | 0
24/03/1982 08:00:00 | 0.078106 | 0 | 0 | 0 | 0 | 0 | 0 | 0
24/03/1982 09:00:00 | 0 | 0 | 0 | 0 | 0 | 0 | 0 | 0
24/03/1982 10:00:00 | 0 | 0 | 0 | 0 | 0 | 0 | 0 | 0
24/03/1982 11:00:00 | 0 | 0 | 0 | 0 | 0 | 0 | 0 | 0
24/03/1982 12:00:00 | 0 | 0 | 0 | 0 | 0 | 0 | 0 | 0
24/03/1982 13:00:00 | 0 | 0 | 0 | 0 | 0 | 0 | 0 | 0
24/03/1982 14:00:00 | 3.7484 | 1.5251 | 0.072595 | 0 | 0 | 0 | 0 | 0
24/03/1982 15:00:00 | 9.7131 | 6.7898 | 4.2279 | 1.8179 | 0.94159 | 0 | 0 | 0
24/03/1982 16:00:00 | 13.1884 | 9.1509 | 6.6443 | 4.1614 | 2.7175 | 0.46422 | 0 | 0
24/03/1982 17:00:00 | 11.977 | 8.5387 | 6.2564 | 4.0042 | 2.6757 | 0.59341 | 0 | 0
24/03/1982 18:00:00 | 8.8302 | 6.511 | 4.474 | 2.4833 | 1.5192 | 0 | 0 | 0
24/03/1982 19:00:00 | 6.0746 | 4.2281 | 2.4536 | 1.199 | 0.55157 | 0 | 0 | 0
24/03/1982 20:00:00 | 4.2676 | 2.7163 | 1.3534 | 0.39766 | 0 | 0 | 0 | 0
24/03/1982 21:00:00 | 2.9349 | 1.6523 | 0.56628 | 0 | 0 | 0 | 0 | 0
24/03/1982 22:00:00 | 1.3873 | 0.56998 | 0 | 0 | 0 | 0 | 0 | 0
24/03/1982 23:00:00 | 0.046713 | 0 | 0 | 0 | 0 | 0 | 0 | 0
25/03/1982 00:00:00 | 0 | 0 | 0 | 0 | 0 | 0 | 0 | 0
25/03/1982 01:00:00 | 0 | 0 | 0 | 0 | 0 | 0 | 0 | 0
25/03/1982 02:00:00 | 0 | 0 | 0 | 0 | 0 | 0 | 0 | 0
25/03/1982 03:00:00 | 0 | 0 | 0 | 0 | 0 | 0 | 0 | 0
25/03/1982 04:00:00 | 0 | 0 | 0 | 0 | 0 | 0 | 0 | 0
25/03/1982 05:00:00 | 0 | 0 | 0 | 0 | 0 | 0 | 0 | 0
25/03/1982 06:00:00 | 0 | 0 | 0 | 0 | 0 | 0 | 0 | 0
25/03/1982 07:00:00 | 0 | 0 | 0 | 0 | 0 | 0 | 0 | 0
25/03/1982 08:00:00 | 0 | 0 | 0 | 0 | 0 | 0 | 0 | 0
25/03/1982 09:00:00 | 0 | 0 | 0 | 0 | 0 | 0 | 0 | 0
25/03/1982 10:00:00 | 0 | 0 | 0 | 0 | 0 | 0 | 0 | 0
25/03/1982 11:00:00 | 0 | 0 | 0 | 0 | 0 | 0 | 0 | 0
25/03/1982 12:00:00 | 0 | 0 | 0 | 0 | 0 | 0 | 0 | 0
25/03/1982 13:00:00 | 0 | 0 | 0 | 0 | 0 | 0 | 0 | 0
25/03/1982 14:00:00 | 0 | 0 | 0 | 0 | 0 | 0 | 0 | 0
25/03/1982 15:00:00 | 0 | 0 | 0 | 0 | 0 | 0 | 0 | 0
25/03/1982 16:00:00 | 0.80198 | 0 | 0 | 0 | 0 | 0 | 0 | 0
25/03/1982 17:00:00 | 2.3068 | 1.229 | 0 | 0 | 0 | 0 | 0 | 0
25/03/1982 18:00:00 | 5.177 | 3.8865 | 1.8269 | 0.84377 | 0.41226 | 0 | 0 | 0
25/03/1982 19:00:00 | 9.053 | 7.8567 | 5.7492 | 4.2086 | 3.5474 | 1.6597 | 0.93579 | 0
25/03/1982 20:00:00 | 12.7574 | 11.0049 | 8.7354 | 7.2016 | 6.4469 | 4.4283 | 3.2264 | 1.6886
25/03/1982 21:00:00 | 13.1883 | 11.3501 | 9.2111 | 7.7571 | 6.9729 | 5.0872 | 3.9312 | 2.4927
25/03/1982 22:00:00 | 13.752 | 11.9344 | 9.9128 | 8.3961 | 7.7053 | 6.0123 | 4.9977 | 3.7485
25/03/1982 23:00:00 | 17.9876 | 15.7565 | 13.6361 | 11.8676 | 11.0113 | 9.0247 | 8.1401 | 7.0385
26/03/1982 00:00:00 | 23.4056 | 21.3304 | 19.0653 | 17.1377 | 16.1962 | 13.9247 | 12.7719 | 11.2992
26/03/1982 01:00:00 | 27.1148 | 25.8652 | 23.5643 | 21.8894 | 21.2151 | 19.2285 | 18.2728 | 16.6587
26/03/1982 02:00:00 | 30.2175 | 29.862 | 27.4739 | 26.4259 | 26.2806 | 24.9578 | 24.5693 | 23.1511
26/03/1982 03:00:00 | 32.0356 | 32.8366 | 31.3614 | 30.9795 | 31.3315 | 30.6201 | 30.598 | 29.352
26/03/1982 04:00:00 | 28.4392 | 29.676 | 29.3784 | 29.778 | 30.2992 | 30.2924 | 30.4624 | 29.8717
26/03/1982 05:00:00 | 19.3742 | 20.2306 | 20.2689 | 20.8633 | 21.3349 | 21.8987 | 22.4399 | 22.5508
26/03/1982 06:00:00 | 12.0424 | 12.9266 | 12.7346 | 13.1849 | 13.6694 | 14.3121 | 15.1281 | 15.3428
26/03/1982 07:00:00 | 8.4017 | 9.4565 | 9.2626 | 9.8685 | 10.5758 | 11.3116 | 12.0615 | 12.0545
26/03/1982 08:00:00 | 6.205 | 7.4733 | 7.4578 | 8.0605 | 8.7207 | 9.3014 | 10.0902 | 9.9669
26/03/1982 09:00:00 | 4.3972 | 5.5387 | 5.5796 | 6.1179 | 6.7596 | 7.2976 | 7.9114 | 7.8714
26/03/1982 10:00:00 | 3.6469 | 4.4915 | 4.467 | 4.689 | 5.0324 | 5.283 | 5.6482 | 5.618
26/03/1982 11:00:00 | 3.8706 | 4.4639 | 4.2595 | 4.1912 | 4.236 | 4.0846 | 4.055 | 3.8227
26/03/1982 12:00:00 | 5.3102 | 5.7965 | 5.4111 | 5.2589 | 5.0936 | 4.6105 | 4.2278 | 3.6845
26/03/1982 13:00:00 | 7.7788 | 7.9726 | 7.5477 | 7.3352 | 6.8293 | 5.868 | 5.0237 | 4.2334
26/03/1982 14:00:00 | 14.4165 | 14.3811 | 13.1763 | 12.2721 | 11.4103 | 9.2876 | 8.1989 | 6.9825
26/03/1982 15:00:00 | 28.2793 | 28.0986 | 24.8143 | 22.4291 | 21.5417 | 18.4242 | 16.8701 | 14.2345
26/03/1982 16:00:00 | 43.4046 | 42.3094 | 36.7171 | 32.9633 | 31.6705 | 27.6883 | 26.0408 | 23.1752
26/03/1982 17:00:00 | 60.2574 | 60.0503 | 54.2279 | 49.8322 | 47.4726 | 42.2572 | 39.6165 | 35.717
26/03/1982 18:00:00 | 73.6665 | 79.7358 | 76.1968 | 74.3578 | 72.2536 | 66.4848 | 62.7105 | 57.4861
26/03/1982 19:00:00 | 70.4668 | 80.7404 | 82.7309 | 86.9957 | 88.2944 | 87.5489 | 84.8364 | 80.8268
26/03/1982 20:00:00 | 66.5057 | 72.5918 | 75.0812 | 79.9493 | 83.8188 | 89.1921 | 91.2146 | 91.6468
26/03/1982 21:00:00 | 70.8122 | 72.9114 | 72.1769 | 73.2157 | 75.4549 | 78.3336 | 80.4913 | 80.9971
26/03/1982 22:00:00 | 77.0511 | 78.1479 | 76.3382 | 75.6408 | 75.2895 | 73.5595 | 71.8013 | 69.6237
26/03/1982 23:00:00 | 86.2884 | 86.124 | 83.6072 | 81.6799 | 80.0531 | 76.6174 | 73.4163 | 70.3861
27/03/1982 00:00:00 | 93.0818 | 93.4088 | 91.8126 | 90.6051 | 89.3518 | 86.5449 | 84.1645 | 81.6964
27/03/1982 01:00:00 | 83.9363 | 84.3137 | 83.817 | 83.9089 | 83.7752 | 83.7248 | 83.5582 | 83.4271
27/03/1982 02:00:00 | 65.1671 | 63.4361 | 61.5957 | 60.4128 | 59.6886 | 59.8839 | 60.5047 | 61.434
27/03/1982 03:00:00 | 48.5847 | 46.2916 | 44.6516 | 43.1272 | 42.0869 | 41.5754 | 41.6049 | 42.1656
27/03/1982 04:00:00 | 37.8207 | 36.4891 | 35.9539 | 35.1994 | 34.5985 | 34.2744 | 34.0676 | 34.375
27/03/1982 05:00:00 | 32.7771 | 32.2012 | 32.2594 | 32.0515 | 31.798 | 31.6229 | 31.2286 | 31.2294
27/03/1982 06:00:00 | 31.4283 | 30.9645 | 30.9343 | 30.6162 | 30.28 | 29.676 | 28.9688 | 28.5995
27/03/1982 07:00:00 | 31.5257 | 30.8279 | 30.3503 | 29.7124 | 29.3 | 28.3553 | 27.4305 | 26.7944
27/03/1982 08:00:00 | 32.0164 | 31.3067 | 30.2183 | 29.0838 | 28.4495 | 26.9719 | 26.0027 | 24.9847
27/03/1982 09:00:00 | 29.2681 | 29.3395 | 28.0928 | 26.7522 | 26.3206 | 24.7439 | 23.911 | 22.7097
27/03/1982 10:00:00 | 20.4906 | 21.6915 | 21.6485 | 21.1413 | 21.1426 | 20.1139 | 19.6419 | 18.8368
27/03/1982 11:00:00 | 9.7723 | 11.2063 | 11.8748 | 12.134 | 12.2753 | 11.9244 | 11.3653 | 10.8011
27/03/1982 12:00:00 | 2.4506 | 3.146 | 3.3862 | 3.3004 | 3.1318 | 2.7012 | 1.9168 | 1.5449
27/03/1982 13:00:00 | 0 | 0 | 0 | 0 | 0 | 0 | 0 | 0
27/03/1982 14:00:00 | 0 | 0 | 0 | 0 | 0 | 0 | 0 | 0
27/03/1982 15:00:00 | 0 | 0 | 0 | 0 | 0 | 0 | 0 | 0
27/03/1982 16:00:00 | 2.431 | 1.4354 | 0.73034 | 0.024901 | 0 | 0 | 0 | 0
27/03/1982 17:00:00 | 4.3155 | 2.9228 | 1.9439 | 1.2603 | 0.88484 | 0.24369 | 0 | 0
27/03/1982 18:00:00 | 3.6725 | 2.3057 | 1.6843 | 1.1069 | 0.77225 | 0.2594 | 0.039357 | 0
27/03/1982 19:00:00 | 0.50671 | 0 | 0 | 0 | 0 | 0 | 0 | 0
27/03/1982 20:00:00 | 0 | 0 | 0 | 0 | 0 | 0 | 0 | 0
27/03/1982 21:00:00 | 0 | 0 | 0 | 0 | 0 | 0 | 0 | 0
27/03/1982 22:00:00 | 0 | 0 | 0 | 0 | 0 | 0 | 0 | 0
27/03/1982 23:00:00 | 0 | 0 | 0 | 0 | 0 | 0 | 0 | 0
28/03/1982 00:00:00 | 0 | 0 | 0 | 0 | 0 | 0 | 0 | 0
28/03/1982 01:00:00 | 0 | 0 | 0 | 0 | 0 | 0 | 0 | 0
28/03/1982 02:00:00 | 7.1207 | 7.6952 | 6.9897 | 6.8791 | 6.9176 | 6.5469 | 6.1738 | 5.4069
28/03/1982 03:00:00 | 13.1126 | 12.523 | 11.9004 | 11.2252 | 10.7064 | 9.7196 | 8.9795 | 8.4422
28/03/1982 04:00:00 | 14.5882 | 13.2463 | 12.8207 | 11.9225 | 10.9071 | 9.5422 | 8.4462 | 7.9654
28/03/1982 05:00:00 | 13.2163 | 11.5973 | 10.7189 | 9.5385 | 8.4804 | 7.1875 | 5.786 | 5.118
28/03/1982 06:00:00 | 9.132 | 7.789 | 6.7826 | 5.828 | 4.9331 | 4.0447 | 3.1276 | 2.8244
28/03/1982 07:00:00 | 7.5986 | 6.4217 | 5.587 | 4.9543 | 4.2895 | 3.8083 | 3.1456 | 3.0384
28/03/1982 08:00:00 | 7.204 | 5.8749 | 5.1838 | 4.5686 | 4.0287 | 3.4196 | 2.7737 | 2.4652
28/03/1982 09:00:00 | 5.7367 | 4.1712 | 3.5736 | 2.8701 | 2.4475 | 1.8782 | 1.6682 | 1.5226
28/03/1982 10:00:00 | 5.3201 | 3.8625 | 3.9012 | 3.6554 | 3.4903 | 3.4928 | 3.5897 | 3.8849
28/03/1982 11:00:00 | 9.1119 | 7.8606 | 8.3167 | 8.4458 | 8.4539 | 9.0158 | 9.3999 | 10.406
28/03/1982 12:00:00 | 16.2779 | 14.8115 | 15.8685 | 16.2057 | 15.9359 | 16.6873 | 17.2268 | 18.7511
28/03/1982 13:00:00 | 22.8633 | 21.6457 | 23.0015 | 23.1807 | 22.4102 | 22.1744 | 21.7994 | 23.0123
28/03/1982 14:00:00 | 24.7538 | 23.4032 | 23.6787 | 22.8806 | 21.7948 | 20.2764 | 18.9359 | 18.7136
28/03/1982 15:00:00 | 18.9986 | 16.9721 | 16.9142 | 15.8229 | 14.8775 | 13.6344 | 12.8207 | 12.634
28/03/1982 16:00:00 | 14.9329 | 12.7088 | 13.0266 | 12.2637 | 11.4156 | 10.2462 | 9.3019 | 9.2573
28/03/1982 17:00:00 | 14.1058 | 12.11 | 11.9121 | 10.7368 | 9.7295 | 8.2638 | 7.1902 | 6.6927
28/03/1982 18:00:00 | 15.1029 | 13.4885 | 12.3018 | 10.6161 | 9.8666 | 8.0712 | 6.9554 | 5.8001
28/03/1982 19:00:00 | 21.7819 | 19.85 | 17.9187 | 15.4149 | 14.4966 | 11.9007 | 10.4134 | 8.6719
28/03/1982 20:00:00 | 27.9551 | 25.1612 | 24.3329 | 21.8233 | 20.3343 | 17.3595 | 15.4711 | 14.0269
28/03/1982 21:00:00 | 26.9643 | 24.0795 | 24.7243 | 22.9048 | 21.2835 | 18.8003 | 17.1575 | 16.6778
28/03/1982 22:00:00 | 25.2563 | 22.7449 | 23.4609 | 21.8114 | 20.4087 | 18.2254 | 16.8022 | 16.3897
28/03/1982 23:00:00 | 23.5061 | 21.3175 | 21.3798 | 19.6796 | 18.5781 | 16.2814 | 14.8141 | 14.0001
29/03/1982 00:00:00 | 18.4189 | 17.0725 | 16.6739 | 15.1824 | 14.4932 | 12.8763 | 12.0024 | 11.1465
29/03/1982 01:00:00 | 11.9713 | 11.7072 | 11.5351 | 10.6759 | 10.4921 | 9.4084 | 8.9574 | 8.4225
29/03/1982 02:00:00 | 4.7861 | 5.1515 | 5.8371 | 5.8597 | 5.9526 | 5.708 | 5.5427 | 5.4918
29/03/1982 03:00:00 | 0 | 0.21316 | 1.237 | 1.801 | 2.0232 | 2.5126 | 2.6748 | 3.2701
29/03/1982 04:00:00 | 0 | 0 | 0.96731 | 1.7039 | 1.8895 | 2.7379 | 2.9866 | 3.8349
29/03/1982 05:00:00 | 1.2769 | 1.3068 | 2.1464 | 2.7388 | 2.7719 | 3.3862 | 3.5791 | 4.4348
29/03/1982 06:00:00 | 1.4648 | 1.426 | 2.2851 | 2.8192 | 2.9846 | 3.7285 | 4.2397 | 5.2481
29/03/1982 07:00:00 | 0.2276 | 0.12404 | 0.72777 | 1.1194 | 1.4773 | 2.4177 | 3.9687 | 5.4302
29/03/1982 08:00:00 | 2.6254 | 2.3265 | 3.3819 | 4.2441 | 4.8321 | 6.3209 | 8.0249 | 9.9993
29/03/1982 09:00:00 | 15.6639 | 17.9445 | 20.0858 | 24.2587 | 27.8029 | 36.4453 | 41.5488 | 46.2097
29/03/1982 10:00:00 | 56.8413 | 60.4664 | 57.8953 | 60.1892 | 65.8541 | 76.2169 | 81.2914 | 83.0932
29/03/1982 11:00:00 | 94.4334 | 90.5508 | 82.5842 | 76.1943 | 74.532 | 72.5728 | 72.3371 | 71.3919
29/03/1982 12:00:00 | 86.3847 | 85.2579 | 87.1354 | 89.006 | 91.0461 | 99.1086 | 104.8447 | 113.1209
29/03/1982 13:00:00 | 125.5722 | 130.9779 | 141.2752 | 150.4022 | 156.187 | 171.263 | 179.2218 | 190.0928
29/03/1982 14:00:00 | 176.9408 | 179.9712 | 185.8057 | 189.5653 | 189.7598 | 193.499 | 194.6092 | 198.7723
29/03/1982 15:00:00 | 175.9735 | 174.5481 | 178.4938 | 180.2672 | 180.9758 | 184.3611 | 187.0088 | 191.3226
29/03/1982 16:00:00 | 166.0375 | 166.5084 | 169.8321 | 172.2245 | 175.176 | 180.3795 | 185.8867 | 190.5959
29/03/1982 17:00:00 | 150.5721 | 153.1626 | 156.7552 | 160.4843 | 163.8089 | 169.0071 | 173.3284 | 176.6258
29/03/1982 18:00:00 | 128.7145 | 132.4308 | 135.6993 | 140.0813 | 143.4337 | 150.0856 | 154.3041 | 158.268
29/03/1982 19:00:00 | 124.784 | 130.7625 | 134.6749 | 139.8593 | 143.3157 | 151.1865 | 157.0158 | 162.7544
29/03/1982 20:00:00 | 151.1412 | 158.8361 | 163.1638 | 168.7679 | 172.2321 | 178.2237 | 182.1056 | 185.2093
29/03/1982 21:00:00 | 167.3061 | 170.647 | 173.054 | 176.4523 | 178.9089 | 183.1844 | 186.7609 | 189.403
29/03/1982 22:00:00 | 157.9074 | 160.6863 | 160.8364 | 162.6967 | 163.6279 | 164.7964 | 164.4379 | 163.811
29/03/1982 23:00:00 | 137.7625 | 139.0759 | 138.1073 | 138.2333 | 138.4063 | 138.4726 | 137.8992 | 140.0213
30/03/1982 00:00:00 | 160.1507 | 167.6758 | 172.3671 | 176.9169 | 180.2677 | 185.4862 | 188.8589 | 194.927
30/03/1982 01:00:00 | 234.9948 | 237.5 | 237.5 | 237.5 | 237.5 | 237.5 | 237.5 | 237.5
30/03/1982 02:00:00 | 237.5 | 237.5 | 237.5 | 237.5 | 237.5 | 237.5 | 237.5 | 237.5
30/03/1982 03:00:00 | 237.5 | 237.5 | 237.5 | 237.5 | 237.5 | 237.5 | 237.5 | 237.5
30/03/1982 04:00:00 | 237.5 | 237.5 | 237.5 | 237.5 | 237.5 | 237.5 | 237.5 | 237.5
30/03/1982 05:00:00 | 237.5 | 237.5 | 237.5 | 237.5 | 237.5 | 237.5 | 237.5 | 237.5
30/03/1982 06:00:00 | 237.5 | 237.5 | 237.5 | 237.5 | 237.5 | 237.5 | 237.5 | 237.5
30/03/1982 07:00:00 | 237.5 | 237.5 | 237.5 | 237.5 | 237.5 | 237.5 | 237.5 | 237.5
30/03/1982 08:00:00 | 234.849 | 237.5 | 237.5 | 237.5 | 237.5 | 237.5 | 237.5 | 237.5
30/03/1982 09:00:00 | 215.2164 | 214.2404 | 210.2574 | 209.5376 | 212.0877 | 213.6523 | 216.1059 | 214.7075
30/03/1982 10:00:00 | 209.8127 | 203.7508 | 196.0138 | 188.8361 | 185.1492 | 178.3114 | 176.7312 | 173.8881
30/03/1982 11:00:00 | 233.3275 | 231.178 | 229.2845 | 226.4695 | 221.4591 | 214.4166 | 211.9331 | 210.7969
30/03/1982 12:00:00 | 237.5 | 237.5 | 237.5 | 237.5 | 237.5 | 237.5 | 237.5 | 237.5
30/03/1982 13:00:00 | 237.5 | 237.5 | 237.5 | 237.5 | 237.5 | 237.5 | 237.5 | 237.5
30/03/1982 14:00:00 | 237.5 | 237.5 | 237.5 | 237.5 | 237.5 | 237.5 | 237.5 | 237.5
30/03/1982 15:00:00 | 237.5 | 237.5 | 237.5 | 237.5 | 237.5 | 237.5 | 237.5 | 237.5
30/03/1982 16:00:00 | 237.5 | 237.5 | 237.5 | 237.5 | 237.5 | 237.5 | 237.5 | 237.5
30/03/1982 17:00:00 | 237.5 | 237.5 | 237.5 | 237.5 | 237.5 | 237.5 | 237.5 | 237.5
30/03/1982 18:00:00 | 237.5 | 237.5 | 237.5 | 237.5 | 237.5 | 237.5 | 237.5 | 237.5
30/03/1982 19:00:00 | 237.5 | 237.5 | 237.5 | 237.5 | 237.5 | 237.5 | 237.5 | 237.5
30/03/1982 20:00:00 | 237.5 | 237.5 | 237.5 | 237.5 | 237.5 | 237.5 | 237.5 | 237.5
30/03/1982 21:00:00 | 237.5 | 237.5 | 237.5 | 237.5 | 237.5 | 237.5 | 237.5 | 237.5
30/03/1982 22:00:00 | 237.5 | 237.5 | 237.5 | 237.5 | 237.5 | 237.5 | 237.5 | 237.5
30/03/1982 23:00:00 | 237.5 | 237.5 | 237.5 | 237.5 | 237.5 | 237.5 | 237.5 | 237.5
31/03/1982 00:00:00 | 237.5 | 237.5 | 237.5 | 237.5 | 237.5 | 237.5 | 237.5 | 237.5
31/03/1982 01:00:00 | 237.5 | 237.5 | 237.5 | 237.5 | 237.5 | 237.5 | 237.5 | 237.5
31/03/1982 02:00:00 | 237.5 | 237.5 | 237.5 | 237.5 | 237.5 | 237.5 | 237.5 | 237.5
31/03/1982 03:00:00 | 237.5 | 237.5 | 237.5 | 237.5 | 236.6898 | 234.7657 | 233.4677 | 231.8129
31/03/1982 04:00:00 | 235.4828 | 236.537 | 235.3295 | 234.2344 | 232.7747 | 229.4747 | 226.9604 | 221.7083
31/03/1982 05:00:00 | 224.7908 | 229.4718 | 229.4453 | 230.0367 | 229.3792 | 227.4461 | 222.2298 | 216.3784
31/03/1982 06:00:00 | 209.1684 | 217.7143 | 216.9247 | 219.3598 | 221.4472 | 222.7328 | 219.7124 | 215.2037
31/03/1982 07:00:00 | 215.7554 | 220.5763 | 216.9137 | 216.4053 | 218.4954 | 218.9424 | 218.4391 | 214.7973
31/03/1982 08:00:00 | 217.8422 | 219.9773 | 216.5566 | 215.5857 | 217.0716 | 216.4495 | 218.5948 | 216.8959
31/03/1982 09:00:00 | 209.9932 | 210.6119 | 209.7998 | 210.2278 | 211.1784 | 212.4035 | 215.8868 | 217.5808
31/03/1982 10:00:00 | 210.3893 | 212.9512 | 211.4511 | 212.0825 | 212.5191 | 214.1613 | 216.1529 | 217.158
31/03/1982 11:00:00 | 223.083 | 226.844 | 221.9378 | 220.83 | 220.6906 | 219.9864 | 219.6977 | 217.1664
31/03/1982 12:00:00 | 235.6253 | 237.5 | 234.6279 | 233.3425 | 233.0898 | 231.1617 | 229.832 | 226.9179
31/03/1982 13:00:00 | 237.5 | 237.5 | 237.5 | 237.5 | 237.5 | 237.5 | 237.5 | 237.5
31/03/1982 14:00:00 | 237.5 | 237.5 | 237.5 | 237.5 | 237.5 | 237.5 | 237.5 | 237.5
31/03/1982 15:00:00 | 237.5 | 237.5 | 237.5 | 237.5 | 237.5 | 237.5 | 237.5 | 237.5
31/03/1982 16:00:00 | 237.5 | 237.5 | 237.5 | 237.5 | 237.5 | 237.5 | 237.5 | 237.5
31/03/1982 17:00:00 | 237.5 | 237.5 | 237.5 | 237.5 | 237.5 | 237.5 | 237.5 | 237.5
31/03/1982 18:00:00 | 234.6508 | 237.5 | 237.5 | 237.5 | 237.5 | 237.5 | 237.5 | 237.5
31/03/1982 19:00:00 | 210.2999 | 217.7908 | 221.8503 | 227.7553 | 230.6918 | 235.3284 | 237.5 | 237.5
31/03/1982 20:00:00 | 211.9821 | 208.3456 | 207.0192 | 205.6671 | 206.5894 | 208.4632 | 213.945 | 217.9329
31/03/1982 21:00:00 | 223.9115 | 224.8142 | 222.3059 | 219.0417 | 215.9777 | 209.5467 | 206.631 | 203.5861
31/03/1982 22:00:00 | 214.5923 | 221.0815 | 222.9546 | 225.8053 | 226.5009 | 225.6311 | 221.9991 | 218.2764
31/03/1982 23:00:00 | 203.6871 | 211.5111 | 214.163 | 218.3606 | 220.4852 | 222.9316 | 223.7451 | 223.6308
01/04/1982 00:00:00 | 191.5149 | 200.0214 | 203.5496 | 208.3457 | 211.1004 | 213.9451 | 215.5403 | 215.603
01/04/1982 01:00:00 | 180.5999 | 186.0587 | 189.7059 | 194.9542 | 198.6576 | 203.5264 | 206.641 | 208.2235
01/04/1982 02:00:00 | 187.3984 | 191.7439 | 194.14 | 197.9079 | 201.6202 | 205.9093 | 209.272 | 210.8041
01/04/1982 03:00:00 | 193.6088 | 201.5027 | 204.4336 | 208.285 | 211.3037 | 213.8507 | 216.2671 | 216.6004
01/04/1982 04:00:00 | 175.8667 | 188.6065 | 195.924 | 204.2225 | 208.1491 | 213.0813 | 216.5898 | 218.7874
01/04/1982 05:00:00 | 140.5518 | 153.0346 | 163.261 | 174.4294 | 180.1743 | 191.2919 | 198.4098 | 205.3747
01/04/1982 06:00:00 | 112.5044 | 121.1368 | 128.116 | 137.2366 | 142.4194 | 154.4746 | 162.3455 | 170.928
01/04/1982 07:00:00 | 92.7036 | 99.2605 | 103.1587 | 108.3088 | 112.3684 | 121.3557 | 126.4966 | 132.5703
01/04/1982 08:00:00 | 67.7698 | 73.801 | 77.8281 | 82.0497 | 85.3157 | 92.3637 | 96.9295 | 101.6189
01/04/1982 09:00:00 | 46.4217 | 50.9537 | 54.6194 | 57.9001 | 60.7023 | 66.5593 | 70.5714 | 75.3631
01/04/1982 10:00:00 | 35.2573 | 38.8643 | 42.2088 | 44.7774 | 46.207 | 49.6427 | 52.3041 | 55.5036
01/04/1982 11:00:00 | 29.4224 | 33.0643 | 36.0359 | 39.151 | 40.9581 | 44.2508 | 46.828 | 49.8947
01/04/1982 12:00:00 | 29.1746 | 31.2357 | 33.3243 | 35.6619 | 38.7334 | 43.935 | 48.4995 | 52.4091
01/04/1982 13:00:00 | 36.3259 | 34.7595 | 34.5485 | 34.6772 | 36.8071 | 40.4347 | 45.4081 | 49.064
01/04/1982 14:00:00 | 49.0393 | 44.7858 | 42.3378 | 39.8892 | 39.4081 | 38.4979 | 41.3421 | 42.9938
01/04/1982 15:00:00 | 55.0703 | 52.1321 | 50.176 | 47.6441 | 45.3968 | 42.531 | 42.6159 | 42.959
01/04/1982 16:00:00 | 59.0284 | 57.1864 | 56.1967 | 54.5788 | 52.4331 | 49.4793 | 47.9862 | 47.4016
01/04/1982 17:00:00 | 67.9741 | 67.5302 | 67.3779 | 66.1772 | 64.5905 | 61.6126 | 60.0477 | 58.9781
01/04/1982 18:00:00 | 67.266 | 67.5702 | 69.205 | 69.0681 | 68.8732 | 67.4627 | 68.0955 | 68.5575
01/04/1982 19:00:00 | 62.3438 | 61.9726 | 64.0514 | 64.055 | 64.0983 | 63.4604 | 65.3552 | 67.0619
01/04/1982 20:00:00 | 56.762 | 57.4326 | 59.3394 | 60.2251 | 60.8918 | 61.5366 | 63.8806 | 65.7548
01/04/1982 21:00:00 | 48.627 | 50.3156 | 51.8785 | 53.6355 | 55.3511 | 57.5925 | 60.7997 | 62.8768
01/04/1982 22:00:00 | 39.2535 | 40.1409 | 41.9973 | 43.8147 | 45.5484 | 48.6006 | 51.8436 | 54.425
01/04/1982 23:00:00 | 27.1189 | 26.6251 | 28.3805 | 29.4351 | 30.0382 | 31.9397 | 33.6094 | 36.0184
02/04/1982 00:00:00 | 16.4976 | 15.2019 | 16.1427 | 16.3552 | 16.3054 | 17.1901 | 17.7342 | 19.1034
02/04/1982 01:00:00 | 11.6326 | 9.7926 | 9.8107 | 9.2384 | 8.8671 | 8.6828 | 8.6053 | 8.9663
02/04/1982 02:00:00 | 11.3043 | 9.2695 | 8.8764 | 7.8857 | 6.7988 | 5.3938 | 4.1323 | 3.6072
02/04/1982 03:00:00 | 11.8314 | 10.1821 | 9.7824 | 8.5248 | 6.9971 | 4.8254 | 2.535 | 1.5461
02/04/1982 04:00:00 | 9.2652 | 8.6986 | 9.3594 | 9.0603 | 7.9277 | 6.4748 | 4.2296 | 3.2726
02/04/1982 05:00:00 | 8.9862 | 8.3761 | 9.0577 | 8.8454 | 7.6726 | 6.0166 | 3.508 | 2.2691
02/04/1982 06:00:00 | 20.6342 | 20.2299 | 20.0287 | 18.8296 | 16.7867 | 12.6703 | 8.4366 | 5.8807
02/04/1982 07:00:00 | 31.7533 | 34.2056 | 36.5347 | 38.0017 | 37.3803 | 33.9666 | 29.0356 | 25.1697
02/04/1982 08:00:00 | 19.2544 | 20.3035 | 24.77 | 27.3131 | 26.51 | 26.4244 | 23.5252 | 23.4187
02/04/1982 09:00:00 | 7.8891 | 8.3005 | 9.2135 | 9.819 | 8.9486 | 8.4132 | 5.9622 | 4.9901
02/04/1982 10:00:00 | 7.1208 | 8.2118 | 8.2428 | 8.4441 | 8.2456 | 7.3801 | 5.1987 | 3.207
02/04/1982 11:00:00 | 14.6035 | 14.7072 | 15.4028 | 14.7985 | 13.2971 | 10.8719 | 8.3039 | 6.7434
02/04/1982 12:00:00 | 21.7455 | 19.8719 | 19.4441 | 18.0285 | 16.5709 | 14.1347 | 13.3705 | 12.5081
02/04/1982 13:00:00 | 23.6277 | 21.7753 | 21.419 | 21.1544 | 21.8238 | 22.5628 | 24.6687 | 25.2902
02/04/1982 14:00:00 | 20.9337 | 19.1998 | 19.9497 | 19.9624 | 19.9984 | 20.7975 | 21.094 | 22.0548
02/04/1982 15:00:00 | 19.2059 | 16.5033 | 15.5612 | 14.0173 | 12.9531 | 11.4395 | 9.886 | 9.1273
02/04/1982 16:00:00 | 26.0857 | 21.0244 | 18.9001 | 15.74 | 13.4686 | 10.0046 | 8.0193 | 6.7518
02/04/1982 17:00:00 | 26.938 | 22.0816 | 19.2264 | 16.0183 | 13.5581 | 10.1168 | 7.8117 | 6.2369
02/04/1982 18:00:00 | 37.1361 | 34.3952 | 27.1614 | 24.1547 | 22.2632 | 18.2879 | 15.5705 | 11.9208
02/04/1982 19:00:00 | 90.4085 | 92.1598 | 70.8719 | 63.4466 | 65.6044 | 58.5618 | 56.2586 | 44.6651
02/04/1982 20:00:00 | 165.761 | 170.9945 | 145.4781 | 133.2586 | 145.0496 | 136.5635 | 143.5188 | 124.4369
02/04/1982 21:00:00 | 179.2826 | 178.6443 | 176.0044 | 172.6713 | 177.4459 | 167.9155 | 172.0339 | 164.1876
02/04/1982 22:00:00 | 139.6436 | 131.1651 | 131.6965 | 128.9444 | 126.0425 | 113.7548 | 103.9422 | 96.2114
02/04/1982 23:00:00 | 96.4968 | 89.1355 | 83.8012 | 79.447 | 77.7071 | 69.2429 | 63.1305 | 56.4415
03/04/1982 00:00:00 | 77.7314 | 78.3375 | 72.0008 | 69.9744 | 70.502 | 67.3638 | 65.9137 | 61.0562
03/04/1982 01:00:00 | 85.0545 | 91.1209 | 86.9141 | 86.7249 | 87.7273 | 86.698 | 87.1606 | 84.1434
03/04/1982 02:00:00 | 96.9812 | 101.8404 | 100.0733 | 99.909 | 100.1039 | 99.753 | 99.3326 | 97.905
03/04/1982 03:00:00 | 92.2426 | 96.5591 | 96.666 | 97.4215 | 98.5257 | 98.4314 | 98.0521 | 96.4993
03/04/1982 04:00:00 | 76.6199 | 79.8259 | 82.371 | 84.1474 | 85.7424 | 85.8413 | 85.7417 | 84.7888
03/04/1982 05:00:00 | 58.1621 | 58.0109 | 62.4818 | 65.1229 | 65.9973 | 65.9981 | 65.3239 | 65.3833
03/04/1982 06:00:00 | 48.6813 | 46.1183 | 47.3817 | 48.2935 | 47.9499 | 47.146 | 45.8146 | 45.5185
03/04/1982 07:00:00 | 50.4005 | 47.3464 | 44.8173 | 43.1495 | 41.9091 | 39.3567 | 37.2144 | 35.2724
03/04/1982 08:00:00 | 50.7096 | 47.7258 | 43.8865 | 40.2362 | 38.3893 | 34.8327 | 33.0552 | 31.1369
03/04/1982 09:00:00 | 39.711 | 37.8087 | 35.2781 | 32.5332 | 31.3017 | 28.588 | 27.1573 | 25.9327
03/04/1982 10:00:00 | 28.7641 | 28.2147 | 28.2083 | 27.3802 | 26.8989 | 25.4028 | 24.5407 | 23.7514
03/04/1982 11:00:00 | 20.4758 | 20.6211 | 22.0727 | 22.6398 | 22.6446 | 22.9135 | 22.6559 | 23.1348
03/04/1982 12:00:00 | 11.1691 | 11.4471 | 13.2514 | 14.1792 | 14.4676 | 16.0119 | 16.4446 | 17.9886
03/04/1982 13:00:00 | 2.5092 | 3.1939 | 4.8117 | 5.925 | 6.2791 | 7.7575 | 8.7562 | 10.7496
03/04/1982 14:00:00 | 0 | 0 | 0 | 0.82636 | 1.3637 | 3.205 | 4.8404 | 6.6256
03/04/1982 15:00:00 | 0 | 0 | 0 | 0 | 0 | 1.5391 | 3.3029 | 4.9699
03/04/1982 16:00:00 | 0 | 0 | 0 | 0 | 0 | 0.12807 | 1.4635 | 2.8537
03/04/1982 17:00:00 | 0 | 0 | 0 | 0 | 0 | 0 | 0 | 0.70326
03/04/1982 18:00:00 | 0 | 0 | 0 | 0 | 0 | 0 | 0 | 0
03/04/1982 19:00:00 | 0 | 0 | 0 | 0 | 0 | 0 | 0 | 0.1809
03/04/1982 20:00:00 | 0.36235 | 0.12057 | 0.60612 | 0.9725 | 1.1509 | 1.8624 | 2.6073 | 3.8833
03/04/1982 21:00:00 | 8.4338 | 6.8101 | 6.3049 | 5.9299 | 5.9946 | 6.5748 | 7.2201 | 8.0824
03/04/1982 22:00:00 | 28.4939 | 23.9539 | 20.2793 | 17.5832 | 16.5528 | 14.9794 | 14.746 | 14.4264
03/04/1982 23:00:00 | 68.4049 | 62.753 | 53.9441 | 47.2737 | 44.2164 | 38.0156 | 34.923 | 31.5475
04/04/1982 00:00:00 | 99.2195 | 100.6972 | 95.3273 | 90.9677 | 89.2005 | 82.1756 | 77.7091 | 71.352
04/04/1982 01:00:00 | 77.5312 | 83.6809 | 88.9711 | 93.3293 | 95.6165 | 97.2711 | 98.2973 | 99.975
04/04/1982 02:00:00 | 45.0125 | 48.7744 | 54.4975 | 59.3755 | 61.5465 | 66.7304 | 69.781 | 75.8177
04/04/1982 03:00:00 | 35.1507 | 37.2088 | 39.7101 | 42.3696 | 43.4891 | 46.8329 | 48.8496 | 51.971
04/04/1982 04:00:00 | 37.4262 | 38.8548 | 39.242 | 40.4069 | 41.2653 | 43.1509 | 44.4247 | 45.4459
04/04/1982 05:00:00 | 39.4286 | 40.5866 | 40.4132 | 40.9652 | 41.6135 | 42.5973 | 43.5688 | 43.9732
04/04/1982 06:00:00 | 37.9331 | 39.1594 | 39.1177 | 39.6619 | 40.215 | 41.0014 | 41.841 | 42.1834
04/04/1982 07:00:00 | 35.3437 | 36.2839 | 35.9854 | 36.5006 | 36.9609 | 37.7453 | 38.5989 | 38.9421
04/04/1982 08:00:00 | 34.6281 | 36.497 | 35.7507 | 36.2761 | 36.9326 | 37.4466 | 38.1544 | 37.851
04/04/1982 09:00:00 | 28.3053 | 31.374 | 31.4983 | 32.6047 | 33.9408 | 34.9919 | 36.1987 | 36.1625
04/04/1982 10:00:00 | 21.858 | 24.2406 | 25.0885 | 26.3491 | 27.7769 | 29.1416 | 30.809 | 31.4886
04/04/1982 11:00:00 | 22.6312 | 25.1101 | 25.9759 | 27.2812 | 28.6589 | 29.9139 | 31.3143 | 31.9493
04/04/1982 12:00:00 | 25.7429 | 28.9951 | 29.5616 | 31.8012 | 33.7932 | 36.4653 | 38.6706 | 39.3214
04/04/1982 13:00:00 | 31.9033 | 34.0847 | 34.2448 | 37.176 | 39.4845 | 43.8267 | 46.274 | 47.7755
04/04/1982 14:00:00 | 43.46 | 44.7182 | 46.0539 | 50.6525 | 51.8308 | 57.5064 | 60.1527 | 64.2269
04/04/1982 15:00:00 | 55.8475 | 57.5006 | 61.5531 | 68.3568 | 69.3172 | 77.8032 | 82.8344 | 91.1346
04/04/1982 16:00:00 | 70.7355 | 72.4873 | 76.9426 | 84.2314 | 85.9106 | 96.3024 | 105.1366 | 118.1463
04/04/1982 17:00:00 | 88.819 | 92.0925 | 94.8473 | 100.8282 | 102.5289 | 112.8794 | 122.7309 | 135.6196
04/04/1982 18:00:00 | 102.6396 | 108.5624 | 112.4167 | 119.9546 | 121.708 | 133.4531 | 140.9817 | 151.9186
04/04/1982 19:00:00 | 123.2347 | 129.7816 | 141.2663 | 154.6412 | 155.5132 | 170.5326 | 176.481 | 190.4321
04/04/1982 20:00:00 | 177.5867 | 185.8433 | 204.9834 | 219.5002 | 220.6115 | 229.4769 | 232.4615 | 237.5
04/04/1982 21:00:00 | 227.5571 | 232.7413 | 237.5 | 237.5 | 237.5 | 237.5 | 237.5 | 237.5
04/04/1982 22:00:00 | 230.9631 | 236.9825 | 237.5 | 237.5 | 237.5 | 237.5 | 237.5 | 237.5
04/04/1982 23:00:00 | 226.8409 | 232.2469 | 233.3193 | 235.8183 | 237.5 | 237.5 | 237.5 | 237.5
05/04/1982 00:00:00 | 226.0328 | 231.0526 | 230.5348 | 231.6817 | 233.4591 | 235.2063 | 236.1978 | 235.6093
05/04/1982 01:00:00 | 230.2588 | 234.1441 | 233.5066 | 234.1816 | 235.2309 | 236.1018 | 235.859 | 234.714
05/04/1982 02:00:00 | 230.6744 | 233.8224 | 233.7669 | 234.2031 | 234.8781 | 235.5559 | 235.1492 | 234.4663
05/04/1982 03:00:00 | 210.9796 | 217.2201 | 218.8028 | 220.1272 | 222.0106 | 224.055 | 224.9713 | 225.236
05/04/1982 04:00:00 | 173.1633 | 178.1677 | 180.4389 | 181.748 | 182.9894 | 185.3344 | 185.8425 | 186.9986
05/04/1982 05:00:00 | 153.4176 | 154.9699 | 155.007 | 153.5925 | 153.7668 | 154.0733 | 153.1218 | 152.9241
05/04/1982 06:00:00 | 148.2291 | 146.0464 | 143.9219 | 139.1546 | 138.1834 | 135.272 | 133.5612 | 131.9853
05/04/1982 07:00:00 | 135.4776 | 132.5249 | 129.2955 | 123.3637 | 121.9698 | 118.3105 | 116.7204 | 115.1206
05/04/1982 08:00:00 | 107.7487 | 108.7876 | 105.6913 | 101.364 | 101.0148 | 99.1926 | 97.9208 | 96.2679
05/04/1982 09:00:00 | 81.8295 | 85.9453 | 84.1456 | 81.6454 | 82.3111 | 81.6253 | 80.8987 | 79.1873
05/04/1982 10:00:00 | 60.4752 | 66.7733 | 67.3295 | 67.6174 | 69.5893 | 71.4634 | 71.6397 | 71.0645
05/04/1982 11:00:00 | 42.0299 | 49.0695 | 51.4497 | 54.4057 | 57.4227 | 62.8261 | 63.6705 | 64.3287
05/04/1982 12:00:00 | 33.2099 | 39.3859 | 41.578 | 44.9365 | 48.4004 | 54.7041 | 56.5926 | 58.2019
05/04/1982 13:00:00 | 28.4383 | 33.4913 | 34.3788 | 37.0578 | 40.4255 | 46.2752 | 49.2069 | 51.0578
05/04/1982 14:00:00 | 20.7105 | 24.581 | 24.8474 | 26.5639 | 29.3838 | 34.2872 | 36.5682 | 37.9444
05/04/1982 15:00:00 | 13.251 | 16.2529 | 16.9751 | 18.5685 | 21.056 | 25.4264 | 27.5831 | 29.2413
05/04/1982 16:00:00 | 10.8481 | 13.522 | 14.9825 | 16.9507 | 19.3435 | 23.4999 | 25.5807 | 27.229
05/04/1982 17:00:00 | 12.2193 | 13.7765 | 15.5333 | 17.4539 | 19.5674 | 23.4459 | 25.8779 | 28.2303
05/04/1982 18:00:00 | 19.5568 | 19.0887 | 19.6865 | 20.1923 | 21.2613 | 23.3727 | 25.9624 | 28.5797
05/04/1982 19:00:00 | 38.6593 | 36.4491 | 35.0805 | 33.6983 | 33.1724 | 32.3465 | 33.1365 | 33.8625
05/04/1982 20:00:00 | 75.2823 | 73.3245 | 70.3872 | 67.3274 | 65.6611 | 61.2904 | 59.1061 | 56.5746
05/04/1982 21:00:00 | 117.52 | 117.6532 | 117.1198 | 115.0254 | 113.2353 | 108.1288 | 104.9389 | 101.9951
05/04/1982 22:00:00 | 130.9706 | 133.4449 | 137.5502 | 138.789 | 137.1766 | 135.2009 | 131.4151 | 130.4982
05/04/1982 23:00:00 | 115.111 | 115.0395 | 119.8491 | 120.3697 | 117.1293 | 115.1867 | 110.4 | 110.9966
06/04/1982 00:00:00 | 67.054 | 63.4069 | 67.5201 | 67.3872 | 64.8593 | 64.6186 | 62.9743 | 66.1401
06/04/1982 01:00:00 | 70.7159 | 64.0879 | 57.0901 | 49.9326 | 45.1626 | 38.7967 | 36.1983 | 35.1661
06/04/1982 02:00:00 | 98.442 | 92.0638 | 84.8954 | 75.8491 | 68.6292 | 59.4982 | 54.6639 | 53.3506
06/04/1982 03:00:00 | 56.7153 | 53.8234 | 56.1056 | 55.2477 | 53.01 | 53.5319 | 54.0951 | 58.7883
06/04/1982 04:00:00 | 32.826 | 31.0121 | 29.3902 | 27.5595 | 27.043 | 26.853 | 28.864 | 30.7276
06/04/1982 05:00:00 | 39.4356 | 39.7752 | 41.4408 | 41.7137 | 40.8402 | 39.4344 | 41.6222 | 43.8398
06/04/1982 06:00:00 | 59.1053 | 62.7309 | 69.4306 | 73.2728 | 73.7908 | 74.0196 | 77.6817 | 81.2776
06/04/1982 07:00:00 | 54.2712 | 53.4098 | 55.862 | 56.8218 | 56.0111 | 58.6482 | 59.6051 | 63.182
06/04/1982 08:00:00 | 46.0121 | 45.4286 | 46.5251 | 47.2374 | 47.6836 | 48.9538 | 50.9781 | 52.9372
06/04/1982 09:00:00 | 53.8073 | 58.5512 | 63.0331 | 69.3641 | 77.0827 | 85.4032 | 94.6763 | 98.4934
06/04/1982 10:00:00 | 72.3768 | 85.147 | 94.374 | 108.5514 | 119.1302 | 137.6155 | 146.8621 | 154.3029
06/04/1982 11:00:00 | 128.316 | 149.0036 | 155.4988 | 166.0587 | 169.7183 | 174.5168 | 174.8395 | 174.7282
06/04/1982 12:00:00 | 182.5302 | 195.1539 | 190.5372 | 190.0563 | 191.4723 | 190.0306 | 191.6923 | 189.1351
06/04/1982 13:00:00 | 205.4303 | 216.4244 | 211.0845 | 211.9654 | 216.2283 | 217.6305 | 220.3543 | 216.7326
06/04/1982 14:00:00 | 231.1414 | 235.0738 | 234.8905 | 235.8005 | 236.3428 | 236.4128 | 236.4212 | 235.8122
06/04/1982 15:00:00 | 237.0291 | 237.5 | 237.5 | 237.5 | 237.5 | 237.5 | 237.5 | 237.5
06/04/1982 16:00:00 | 236.8994 | 237.5 | 237.5 | 237.5 | 237.5 | 237.5 | 237.5 | 237.5
06/04/1982 17:00:00 | 237.5 | 237.5 | 237.5 | 237.5 | 237.5 | 237.5 | 237.5 | 237.5
06/04/1982 18:00:00 | 237.5 | 237.5 | 237.5 | 237.5 | 237.5 | 237.5 | 237.5 | 237.5
06/04/1982 19:00:00 | 237.5 | 237.5 | 237.5 | 237.5 | 237.5 | 237.5 | 237.5 | 237.5
06/04/1982 20:00:00 | 237.5 | 237.5 | 237.5 | 237.5 | 237.5 | 237.5 | 237.5 | 237.5
06/04/1982 21:00:00 | 237.5 | 237.5 | 237.5 | 237.5 | 237.5 | 237.5 | 237.5 | 237.5
06/04/1982 22:00:00 | 237.5 | 237.5 | 237.5 | 237.5 | 237.5 | 237.5 | 237.5 | 237.5
06/04/1982 23:00:00 | 224.7549 | 228.1926 | 232.4306 | 235.2493 | 236.3054 | 237.5 | 237.5 | 237.5
07/04/1982 00:00:00 | 207.0177 | 208.7984 | 210.4438 | 211.7879 | 212.6938 | 216.8662 | 219.4357 | 223.9474
07/04/1982 01:00:00 | 229.6841 | 231.0904 | 230.4307 | 229.6393 | 229.9586 | 229.6406 | 230.9083 | 231.2591
07/04/1982 02:00:00 | 225.0319 | 228.2124 | 229.5474 | 230.3888 | 231.1549 | 232.5549 | 233.5947 | 234.8645
07/04/1982 03:00:00 | 221.2987 | 227.576 | 228.7403 | 230.7479 | 232.6016 | 236.1693 | 237.5 | 237.5
07/04/1982 04:00:00 | 237.5 | 237.5 | 237.5 | 237.5 | 237.5 | 237.5 | 237.5 | 237.5
07/04/1982 05:00:00 | 237.5 | 237.5 | 237.5 | 237.5 | 237.5 | 237.5 | 237.5 | 237.5
07/04/1982 06:00:00 | 237.5 | 237.5 | 237.5 | 237.5 | 237.5 | 237.5 | 237.5 | 237.5
07/04/1982 07:00:00 | 237.5 | 237.5 | 237.5 | 237.5 | 237.5 | 237.5 | 237.5 | 237.5
07/04/1982 08:00:00 | 237.5 | 237.5 | 237.5 | 237.5 | 237.5 | 237.5 | 237.5 | 237.5
07/04/1982 09:00:00 | 237.5 | 237.5 | 237.5 | 237.5 | 237.5 | 237.5 | 237.5 | 237.5
07/04/1982 10:00:00 | 237.5 | 237.5 | 237.5 | 237.5 | 237.5 | 237.5 | 237.5 | 237.5
07/04/1982 11:00:00 | 237.5 | 237.5 | 237.5 | 237.5 | 237.5 | 237.5 | 237.5 | 237.5
07/04/1982 12:00:00 | 237.5 | 237.5 | 237.5 | 237.5 | 237.5 | 237.5 | 237.5 | 237.5
07/04/1982 13:00:00 | 237.5 | 237.5 | 237.5 | 237.5 | 237.5 | 237.5 | 237.5 | 237.5
07/04/1982 14:00:00 | 237.5 | 237.5 | 237.5 | 237.5 | 237.5 | 237.5 | 237.5 | 237.5
07/04/1982 15:00:00 | 237.5 | 237.5 | 237.5 | 237.5 | 237.5 | 237.5 | 237.5 | 237.5
07/04/1982 16:00:00 | 236.5653 | 228.2006 | 223.2849 | 219.8795 | 219.2221 | 219.3776 | 223.5212 | 225.6013
07/04/1982 17:00:00 | 224.8927 | 218.5936 | 215.1709 | 213.0408 | 212.928 | 215.6229 | 222.1341 | 225.6013
07/04/1982 18:00:00 | 224.8927 | 218.5936 | 215.1709 | 213.0408 | 212.928 | 215.6229 | 222.1341 | 225.6013
07/04/1982 19:00:00 | 224.8927 | 218.5936 | 215.1709 | 213.0408 | 212.928 | 215.6229 | 222.1341 | 225.6013
07/04/1982 20:00:00 | 224.8927 | 218.5936 | 215.1709 | 213.0408 | 212.928 | 215.6229 | 222.1341 | 225.6013
07/04/1982 21:00:00 | 224.8927 | 218.5936 | 215.1709 | 213.0408 | 212.928 | 224.3613 | 237.5 | 237.5
07/04/1982 22:00:00 | 224.8927 | 218.5936 | 215.1709 | 213.4958 | 225.3765 | 237.5 | 237.5 | 237.5
07/04/1982 23:00:00 | 224.8927 | 218.5936 | 231.4129 | 237.5 | 237.5 | 237.5 | 237.5 | 237.5
08/04/1982 00:00:00 | 237.5 | 237.5 | 237.5 | 237.5 | 237.5 | 237.5 | 237.5 | 237.5
08/04/1982 01:00:00 | 237.5 | 237.5 | 237.5 | 237.5 | 237.5 | 237.5 | 237.5 | 237.5
08/04/1982 02:00:00 | 237.5 | 237.5 | 237.5 | 237.5 | 237.5 | 237.5 | 237.5 | 237.5
08/04/1982 03:00:00 | 237.5 | 237.5 | 237.5 | 237.5 | 237.5 | 237.5 | 237.5 | 237.5
08/04/1982 04:00:00 | 237.5 | 237.5 | 237.5 | 237.5 | 237.5 | 237.5 | 237.5 | 237.5
08/04/1982 05:00:00 | 237.5 | 237.5 | 237.5 | 237.5 | 237.5 | 237.5 | 237.5 | 237.5
08/04/1982 06:00:00 | 237.5 | 237.5 | 237.0544 | 229.8633 | 227.6014 | 219.2247 | 222.0868 | 233.5146
08/04/1982 07:00:00 | 237.5 | 237.5 | 237.5 | 237.5 | 237.5 | 237.5 | 237.5 | 237.5
08/04/1982 08:00:00 | 237.5 | 237.5 | 237.5 | 234.2277 | 232.5804 | 230.1843 | 229.5564 | 228.4847
08/04/1982 09:00:00 | 210.0736 | 211.8471 | 213.0459 | 214.0827 | 214.6155 | 216.4416 | 218.0525 | 219.9596
08/04/1982 10:00:00 | 211.0777 | 218.8754 | 227.7901 | 231.7882 | 233.6835 | 236.7787 | 237.5 | 237.5
08/04/1982 11:00:00 | 234.5652 | 235.7535 | 237.5 | 237.5 | 237.5 | 237.5 | 237.5 | 237.5
08/04/1982 12:00:00 | 237.5 | 237.5 | 237.5 | 237.5 | 237.5 | 237.5 | 237.5 | 237.5
08/04/1982 13:00:00 | 237.5 | 237.5 | 237.5 | 237.5 | 237.5 | 237.5 | 237.5 | 237.5
08/04/1982 14:00:00 | 237.5 | 237.5 | 237.5 | 237.5 | 237.5 | 237.5 | 237.5 | 237.5
08/04/1982 15:00:00 | 237.5 | 237.5 | 237.5 | 237.5 | 237.5 | 237.5 | 237.5 | 237.5
08/04/1982 16:00:00 | 237.5 | 237.5 | 237.5 | 237.5 | 237.5 | 237.5 | 237.5 | 237.5
08/04/1982 17:00:00 | 237.5 | 237.5 | 237.5 | 237.5 | 237.5 | 237.5 | 237.5 | 237.5
08/04/1982 18:00:00 | 237.5 | 237.5 | 237.5 | 237.5 | 237.5 | 237.5 | 237.5 | 237.5
08/04/1982 19:00:00 | 237.5 | 237.5 | 237.5 | 237.5 | 237.5 | 237.5 | 237.5 | 237.5
08/04/1982 20:00:00 | 237.5 | 237.5 | 237.5 | 237.5 | 237.5 | 237.5 | 237.5 | 237.5
08/04/1982 21:00:00 | 237.5 | 237.5 | 237.5 | 237.5 | 237.5 | 237.5 | 237.5 | 237.5
08/04/1982 22:00:00 | 237.5 | 235.8542 | 237.5 | 237.5 | 236.3462 | 235.3208 | 233.4651 | 234.8235
08/04/1982 23:00:00 | 220.9739 | 217.1161 | 223.0405 | 223.3098 | 219.8429 | 218.5978 | 215.4015 | 218.4521
09/04/1982 00:00:00 | 192.6398 | 190.6417 | 197.6118 | 199.6059 | 197.0906 | 197.9198 | 195.9157 | 200.1003
09/04/1982 01:00:00 | 176.324 | 175.8027 | 182.4913 | 185.6745 | 184.8041 | 187.6523 | 186.9612 | 191.2011
09/04/1982 02:00:00 | 166.899 | 166.0671 | 170.6211 | 172.7629 | 172.7755 | 175.4248 | 176.1593 | 179.6969
09/04/1982 03:00:00 | 152.1722 | 153.5013 | 158.6498 | 162.078 | 163.0019 | 167.0244 | 169.2895 | 173.4707
09/04/1982 04:00:00 | 147.3078 | 149.4299 | 156.3229 | 160.864 | 161.126 | 165.4538 | 166.0799 | 170.5029
09/04/1982 05:00:00 | 146.1213 | 145.1862 | 151.4753 | 154.06 | 152.3487 | 154.3411 | 152.4141 | 156.2239
09/04/1982 06:00:00 | 144.4949 | 143.1389 | 149.1918 | 151.4178 | 150.5469 | 152.9168 | 152.6646 | 157.0884
09/04/1982 07:00:00 | 164.7088 | 165.0871 | 170.9926 | 173.4855 | 173.5261 | 175.4169 | 175.5057 | 178.5784
09/04/1982 08:00:00 | 189.1998 | 188.7807 | 193.5504 | 194.8105 | 193.0255 | 192.0016 | 188.8217 | 189.5095
09/04/1982 09:00:00 | 194.6477 | 190.9874 | 195.565 | 195.5854 | 191.5889 | 188.8038 | 183.6778 | 184.3473
09/04/1982 10:00:00 | 182.8678 | 175.5889 | 180.4349 | 179.1192 | 173.9178 | 169.9323 | 164.0475 | 165.1243
09/04/1982 11:00:00 | 156.1109 | 147.6372 | 150.6173 | 148.086 | 143.2132 | 138.932 | 133.8815 | 134.6951
09/04/1982 12:00:00 | 121.3048 | 115.335 | 117.5293 | 116.1811 | 113.2572 | 110.8345 | 107.5983 | 108.2553
09/04/1982 13:00:00 | 93.3184 | 89.8329 | 91.6665 | 91.1855 | 89.6834 | 88.4093 | 86.1076 | 86.0991
09/04/1982 14:00:00 | 70.764 | 68.369 | 68.5049 | 67.2494 | 65.9996 | 64.1873 | 61.7502 | 60.6771
09/04/1982 15:00:00 | 52.8663 | 50.3087 | 49.8737 | 48.2454 | 46.8457 | 45.0767 | 43.3404 | 42.6138
09/04/1982 16:00:00 | 46.1056 | 44.2014 | 44.5889 | 43.7825 | 42.6908 | 42.2307 | 41.3552 | 42.0136
09/04/1982 17:00:00 | 54.7571 | 53.8691 | 55.9351 | 56.38 | 55.7 | 56.8457 | 56.7572 | 59.0559
09/04/1982 18:00:00 | 79.2746 | 79.9068 | 84.3531 | 86.2432 | 85.6654 | 87.923 | 88.0638 | 91.9985
09/04/1982 19:00:00 | 120.2318 | 122.9787 | 131.16 | 136.0278 | 136.0869 | 141.677 | 141.4587 | 147.278
09/04/1982 20:00:00 | 186.1835 | 184.9483 | 187.0183 | 185.2265 | 181.359 | 181.0984 | 180.4771 | 186.5341
09/04/1982 21:00:00 | 206.3675 | 208.118 | 212.5839 | 214.9662 | 213.2621 | 214.0713 | 215.0646 | 220.2889
09/04/1982 22:00:00 | 221.1358 | 227.6898 | 233.18 | 237.5 | 237.5 | 237.5 | 237.5 | 237.5
09/04/1982 23:00:00 | 237.5 | 237.5 | 237.5 | 237.5 | 237.5 | 237.5 | 237.5 | 237.5
10/04/1982 00:00:00 | 237.5 | 237.5 | 237.5 | 237.5 | 237.5 | 237.5 | 237.5 | 237.5
10/04/1982 01:00:00 | 237.5 | 237.5 | 237.5 | 237.5 | 237.5 | 237.5 | 237.5 | 237.5
10/04/1982 02:00:00 | 237.5 | 237.5 | 237.5 | 237.5 | 237.5 | 237.5 | 237.5 | 237.5
10/04/1982 03:00:00 | 234.5396 | 233.2542 | 229.2748 | 226.7961 | 225.1043 | 219.8297 | 218.1477 | 213.2449
10/04/1982 04:00:00 | 185.975 | 184.9008 | 179.0177 | 177.2117 | 177.7735 | 178.0203 | 180.236 | 179.2381
10/04/1982 05:00:00 | 154.4363 | 157.3942 | 154.2696 | 155.4645 | 157.0096 | 159.1836 | 160.7653 | 159.7488
10/04/1982 06:00:00 | 133.9004 | 136.6613 | 134.3759 | 135.3459 | 136.358 | 138.4602 | 141.4746 | 142.2892
10/04/1982 07:00:00 | 110.2462 | 112.2677 | 114.0028 | 117.2753 | 119.8223 | 125.7029 | 131.9964 | 137.4204
10/04/1982 08:00:00 | 100.4661 | 103.4132 | 108.2525 | 113.8697 | 117.2451 | 124.4056 | 128.5684 | 133.8011
10/04/1982 09:00:00 | 103.5342 | 105.3365 | 109.385 | 112.3991 | 113.3309 | 115.7197 | 115.8409 | 117.5486
10/04/1982 10:00:00 | 109.0806 | 109.5634 | 111.1047 | 111.2594 | 111.0699 | 110.0078 | 108.4478 | 107.7064
10/04/1982 11:00:00 | 101.9594 | 100.4901 | 100.0597 | 98.6937 | 97.588 | 95.312 | 93.3019 | 92.0826
10/04/1982 12:00:00 | 80.6362 | 77.3003 | 76.2385 | 74.1445 | 72.4407 | 70.0692 | 68.3785 | 67.672
10/04/1982 13:00:00 | 61.8987 | 58.1223 | 56.5996 | 53.8625 | 51.9331 | 47.9021 | 44.8505 | 42.8397
10/04/1982 14:00:00 | 40.8443 | 36.6589 | 35.4429 | 32.9713 | 30.8802 | 29.0541 | 27.3481 | 27.8654
10/04/1982 15:00:00 | 25.525 | 24.036 | 24.6967 | 24.2739 | 23.5097 | 25.1944 | 25.7624 | 28.7878
10/04/1982 16:00:00 | 20.1751 | 19.9142 | 22.2023 | 23.4041 | 23.2398 | 25.3803 | 26.4103 | 29.3966
10/04/1982 17:00:00 | 15.2171 | 14.0394 | 15.8615 | 16.3946 | 15.6773 | 16.168 | 16.4291 | 18.1047
10/04/1982 18:00:00 | 5.371 | 4.3773 | 4.9669 | 4.7754 | 4.2295 | 4.0088 | 3.5809 | 3.9186
10/04/1982 19:00:00 | 0 | 0 | 0 | 0 | 0 | 0 | 0 | 0
10/04/1982 20:00:00 | 0 | 0 | 0 | 0 | 0 | 0 | 0 | 0
10/04/1982 21:00:00 | 0 | 0 | 0 | 0 | 0 | 0 | 0 | 0
10/04/1982 22:00:00 | 0.34888 | 0.46684 | 1.3645 | 1.7112 | 1.7929 | 2.0479 | 1.825 | 2.1408
10/04/1982 23:00:00 | 6.8753 | 6.9496 | 8.5248 | 9.2585 | 9.533 | 10.673 | 10.6318 | 11.6189
11/04/1982 00:00:00 | 11.5005 | 10.2935 | 13.1539 | 14.1093 | 13.8704 | 15.0501 | 15.1653 | 17.3711
11/04/1982 01:00:00 | 21.6893 | 21.6161 | 25.2789 | 26.6131 | 26.4239 | 27.2194 | 26.4075 | 27.7053
11/04/1982 02:00:00 | 37.4017 | 36.0171 | 37.6983 | 37.0778 | 35.6268 | 35.3063 | 33.486 | 34.1
11/04/1982 03:00:00 | 46.1061 | 43.3929 | 44.1773 | 43.0639 | 41.2816 | 40.7584 | 38.9972 | 40.0268
11/04/1982 04:00:00 | 52.3538 | 49.7245 | 50.9406 | 50.4783 | 49.5389 | 50.2499 | 49.0204 | 50.4209
11/04/1982 05:00:00 | 60.5311 | 60.5325 | 63.0219 | 64.7801 | 65.8613 | 69.6828 | 70.5468 | 73.3701
11/04/1982 06:00:00 | 88.8008 | 92.6175 | 96.6163 | 100.2362 | 103.1908 | 108.4044 | 111.9627 | 115.3763
11/04/1982 07:00:00 | 131.3257 | 134.5388 | 136.3431 | 138.4741 | 140.953 | 144.636 | 147.9645 | 150.4065
11/04/1982 08:00:00 | 149.4685 | 148.7366 | 149.4591 | 149.7108 | 150.1454 | 152.6839 | 154.3485 | 156.9766
11/04/1982 09:00:00 | 153.1099 | 151.0193 | 152.2359 | 151.3607 | 150.2925 | 150.3628 | 149.137 | 150.163
11/04/1982 10:00:00 | 143.0789 | 138.9558 | 139.9723 | 138.1935 | 135.6653 | 134.6389 | 132.3197 | 133.5606
11/04/1982 11:00:00 | 126.4009 | 122.3563 | 124.6756 | 123.7248 | 121.8608 | 122.2023 | 120.9805 | 123.5536
11/04/1982 12:00:00 | 122.1031 | 119.8484 | 123.9102 | 124.2129 | 123.2113 | 124.9637 | 124.7502 | 128.491
11/04/1982 13:00:00 | 128.3103 | 126.6924 | 132.641 | 133.3345 | 132.0366 | 134.0982 | 133.797 | 138.2982
11/04/1982 14:00:00 | 140.9467 | 138.3521 | 145.9992 | 146.9641 | 145.8271 | 148.7026 | 149.0499 | 154.9236
11/04/1982 15:00:00 | 159.9749 | 156.9016 | 165.573 | 166.8766 | 166.3136 | 170.3517 | 172.5415 | 180.0395
11/04/1982 16:00:00 | 181.8454 | 180.8769 | 188.7808 | 190.1515 | 189.9967 | 192.9535 | 194.9515 | 200.8588
11/04/1982 17:00:00 | 192.6524 | 192.8082 | 198.7995 | 200.001 | 200.2223 | 201.7201 | 202.5654 | 205.5532
11/04/1982 18:00:00 | 188.971 | 188.938 | 192.4032 | 193.2681 | 194.3072 | 195.7545 | 197.3023 | 199.2472
11/04/1982 19:00:00 | 178.2925 | 179.2556 | 179.491 | 179.9021 | 181.3354 | 182.536 | 183.7995 | 183.74
11/04/1982 20:00:00 | 157.1185 | 158.1468 | 157.9668 | 158.8529 | 159.4402 | 160.7915 | 161.3095 | 161.5085
11/04/1982 21:00:00 | 127.4832 | 122.6684 | 120.7611 | 117.6151 | 113.9599 | 109.8008 | 106.3819 | 105.3103
11/04/1982 22:00:00 | 84.7616 | 80.561 | 80.3652 | 78.0013 | 74.7169 | 71.3646 | 68.8192 | 68.5262
11/04/1982 23:00:00 | 67.8911 | 67.1469 | 69.5679 | 69.988 | 68.481 | 68.3137 | 66.7713 | 67.9061
12/04/1982 00:00:00 | 72.8194 | 69.7086 | 72.1393 | 71.4736 | 69.0603 | 67.8783 | 64.7323 | 65.4296
12/04/1982 01:00:00 | 69.469 | 64.9506 | 67.693 | 66.491 | 63.6556 | 62.0828 | 58.7612 | 60.0507
12/04/1982 02:00:00 | 72.6845 | 68.7938 | 71.7223 | 70.8513 | 68.4767 | 67.7891 | 65.3736 | 67.2228
12/04/1982 03:00:00 | 82.0394 | 77.2947 | 81.9319 | 81.442 | 78.8335 | 78.9005 | 76.341 | 79.2365
12/04/1982 04:00:00 | 83.9956 | 77.6742 | 83.0111 | 81.6046 | 77.397 | 75.5773 | 71.3174 | 73.96
12/04/1982 05:00:00 | 70.4203 | 63.4112 | 67.1521 | 64.6405 | 60.1152 | 57.1289 | 53.0619 | 54.4867
12/04/1982 06:00:00 | 50.0127 | 44.6996 | 47.7748 | 46.2073 | 43.5008 | 42.065 | 39.128 | 40.4945
12/04/1982 07:00:00 | 37.2954 | 34.2464 | 37.6568 | 37.5956 | 35.7813 | 35.8274 | 34.3523 | 36.3298
12/04/1982 08:00:00 | 33.9784 | 31.8736 | 35.6534 | 36.6203 | 35.5555 | 37.1061 | 36.4741 | 39.8968
12/04/1982 09:00:00 | 39.3417 | 37.343 | 42.9257 | 44.9422 | 44.4542 | 47.5207 | 47.7113 | 53.0851
12/04/1982 10:00:00 | 54.9053 | 54.3046 | 61.0994 | 64.1144 | 64.0437 | 67.3711 | 67.662 | 72.9112
12/04/1982 11:00:00 | 73.8945 | 73.8239 | 78.3973 | 79.4312 | 79.2408 | 80.6614 | 80.4414 | 83.084
12/04/1982 12:00:00 | 80.7172 | 79.44 | 80.3309 | 79.3248 | 79.1911 | 79.362 | 78.8667 | 79.7347
12/04/1982 13:00:00 | 83.2997 | 82.1839 | 82.092 | 81.1789 | 80.5457 | 81.0612 | 80.1336 | 80.9733
12/04/1982 14:00:00 | 92.9816 | 91.8637 | 92.605 | 91.9622 | 90.755 | 91.4393 | 91.0376 | 92.8701
12/04/1982 15:00:00 | 101.0437 | 100.6505 | 102.6912 | 102.8613 | 103.0906 | 103.9243 | 104.8741 | 106.5725
12/04/1982 16:00:00 | 103.003 | 103.4329 | 104.9503 | 105.6657 | 106.4213 | 107.8606 | 108.7531 | 109.8551
12/04/1982 17:00:00 | 102.5008 | 102.8588 | 103.4845 | 103.7625 | 103.98 | 104.4041 | 104.2403 | 104.3985
12/04/1982 18:00:00 | 100.5819 | 100.4974 | 100.0305 | 99.3831 | 99.326 | 98.7951 | 97.9816 | 97.2125
12/04/1982 19:00:00 | 92.3127 | 91.3895 | 90.7076 | 89.9044 | 89.3411 | 88.8494 | 87.7275 | 87.2696
12/04/1982 20:00:00 | 86.9126 | 85.1069 | 86.2447 | 86.1593 | 84.7527 | 84.4279 | 82.8626 | 83.5767
12/04/1982 21:00:00 | 92.999 | 89.8604 | 91.7539 | 91.0309 | 88.6874 | 87.0224 | 84.2242 | 84.3497
12/04/1982 22:00:00 | 93.8787 | 89.7389 | 90.0169 | 87.7309 | 85.321 | 82.4134 | 78.9676 | 77.9406
12/04/1982 23:00:00 | 82.9109 | 79.0907 | 79.9825 | 78.4808 | 76.0249 | 74.1289 | 71.7434 | 72.1586
13/04/1982 00:00:00 | 79.3637 | 76.6214 | 78.6438 | 78.0102 | 76.0865 | 75.3774 | 73.6385 | 74.9942
13/04/1982 01:00:00 | 84.272 | 82.0393 | 84.6551 | 84.3305 | 82.8719 | 82.2914 | 80.7143 | 81.961
13/04/1982 02:00:00 | 89.5115 | 87.113 | 91.0181 | 91.6068 | 90.4358 | 90.876 | 90.2862 | 92.9049
13/04/1982 03:00:00 | 96.2229 | 95.0224 | 98.5372 | 99.4902 | 99.0842 | 100.3164 | 99.9739 | 102.1511
13/04/1982 04:00:00 | 102.7515 | 102.8819 | 105.1818 | 105.7874 | 105.7447 | 106.3588 | 105.9472 | 106.9903
13/04/1982 05:00:00 | 104.9227 | 106.4482 | 108.5651 | 110.0996 | 111.267 | 114.9357 | 116.63 | 119.3579
13/04/1982 06:00:00 | 111.0024 | 117.8159 | 123.9404 | 130.7195 | 134.8435 | 143.433 | 146.6766 | 150.918
13/04/1982 07:00:00 | 129.609 | 140.4852 | 146.3071 | 152.9022 | 155.5459 | 159.4899 | 160.0682 | 160.6483
13/04/1982 08:00:00 | 139.3915 | 146.0051 | 146.6618 | 148.1001 | 147.9675 | 147.7545 | 147.2767 | 146.5947
13/04/1982 09:00:00 | 138.0537 | 141.2869 | 142.6599 | 144.0839 | 144.1714 | 145.0763 | 144.1668 | 144.0328
13/04/1982 10:00:00 | 131.3867 | 134.4646 | 136.2567 | 137.7436 | 137.5506 | 137.1425 | 134.9467 | 133.4779
13/04/1982 11:00:00 | 110.4755 | 114.7251 | 114.6736 | 115.3635 | 115.0832 | 113.8294 | 111.8971 | 109.5438
13/04/1982 12:00:00 | 90.9591 | 96.3878 | 95.7407 | 96.6252 | 96.4781 | 95.9343 | 94.4818 | 92.5104
13/04/1982 13:00:00 | 84.5433 | 88.1622 | 87.1169 | 87.1063 | 86.6685 | 85.7437 | 84.3333 | 82.6312
13/04/1982 14:00:00 | 85.8049 | 87.5292 | 86.3932 | 85.7648 | 85.1714 | 84.1414 | 82.779 | 81.3914
13/04/1982 15:00:00 | 84.4357 | 85.9556 | 85.2759 | 85.0386 | 84.7881 | 84.0828 | 83.3199 | 82.3035
13/04/1982 16:00:00 | 77.6188 | 78.2823 | 76.7402 | 75.952 | 75.7178 | 74.6698 | 74.1501 | 72.869
13/04/1982 17:00:00 | 71.6359 | 70.6445 | 69.6328 | 68.5814 | 67.9243 | 66.82 | 65.9006 | 65.1002
13/04/1982 18:00:00 | 69.1213 | 66.9427 | 66.359 | 65.1483 | 64.1474 | 62.8177 | 61.0905 | 60.2352
13/04/1982 19:00:00 | 69.2091 | 67.2956 | 66.1519 | 64.6363 | 63.5089 | 61.4394 | 58.9663 | 57.2077
13/04/1982 20:00:00 | 66.4389 | 65.5239 | 63.9806 | 62.3259 | 61.0812 | 58.0006 | 55.6195 | 53.2475
13/04/1982 21:00:00 | 54.6701 | 54.0815 | 52.0765 | 50.3835 | 49.1819 | 46.0032 | 44.1065 | 41.8371
13/04/1982 22:00:00 | 41.635 | 40.8432 | 38.7679 | 37.045 | 35.9003 | 33.5352 | 32.2696 | 30.5794
13/04/1982 23:00:00 | 29.9411 | 28.8813 | 27.4155 | 26.2288 | 25.5193 | 23.8437 | 23.2304 | 22.309
14/04/1982 00:00:00 | 18.7395 | 17.5675 | 16.8132 | 15.8765 | 15.2923 | 14.239 | 14.0519 | 13.8185
14/04/1982 01:00:00 | 9.2064 | 8.5033 | 8.2285 | 7.8393 | 7.5624 | 7.2105 | 7.0534 | 7.013
14/04/1982 02:00:00 | 3.4644 | 3.0017 | 2.7601 | 2.5112 | 2.3859 | 2.2717 | 2.0956 | 2.0149
14/04/1982 03:00:00 | 1.1343 | 0.99008 | 0.66898 | 0.46851 | 0.47699 | 0.44084 | 0.42268 | 0.31933
14/04/1982 04:00:00 | 1.8741 | 1.6384 | 1.1972 | 0.8304 | 0.85133 | 0.81237 | 0.88818 | 0.83578
14/04/1982 05:00:00 | 4.3041 | 3.6006 | 3.1299 | 2.5613 | 2.5866 | 2.643 | 2.6605 | 2.6803
14/04/1982 06:00:00 | 5.7593 | 4.9953 | 4.9076 | 4.7203 | 4.785 | 4.953 | 4.6931 | 4.6097
14/04/1982 07:00:00 | 6.4456 | 5.7448 | 5.7106 | 5.6059 | 5.5646 | 5.3937 | 4.901 | 4.5577
14/04/1982 08:00:00 | 5.8525 | 5.2077 | 5.0803 | 4.87 | 4.6596 | 4.014 | 3.2854 | 2.6425
14/04/1982 09:00:00 | 2.3289 | 1.6334 | 1.5113 | 1.3154 | 1.1323 | 0.70236 | 0.25452 | 0
14/04/1982 10:00:00 | 0 | 0 | 0 | 0 | 0 | 0 | 0 | 0
14/04/1982 11:00:00 | 0 | 0 | 0 | 0 | 0 | 0 | 0 | 0
14/04/1982 12:00:00 | 0 | 0 | 0 | 0 | 0 | 0 | 0 | 0
14/04/1982 13:00:00 | 0 | 0 | 0 | 0 | 0 | 0 | 0 | 0
14/04/1982 14:00:00 | 0 | 0 | 0 | 0 | 0 | 0 | 0 | 0
14/04/1982 15:00:00 | 0 | 0 | 0 | 0 | 0 | 0 | 0 | 0
14/04/1982 16:00:00 | 0 | 0 | 0 | 0 | 0 | 0 | 0 | 0
14/04/1982 17:00:00 | 0.91425 | 0 | 0 | 0 | 0 | 0 | 0 | 0
14/04/1982 18:00:00 | 2.391 | 0.83275 | 0 | 0 | 0 | 0 | 0 | 0
14/04/1982 19:00:00 | 4.2519 | 2.1476 | 1.161 | 0.11584 | 0 | 0 | 0 | 0
14/04/1982 20:00:00 | 6.0881 | 4.1871 | 2.7868 | 1.4973 | 0.92963 | 0 | 0 | 0
14/04/1982 21:00:00 | 7.879 | 6.2732 | 4.9707 | 3.6059 | 2.766 | 1.4002 | 0.72602 | 0.051984
14/04/1982 22:00:00 | 9.1623 | 7.8086 | 6.6322 | 5.3671 | 4.5983 | 3.0379 | 1.904 | 1.2219
14/04/1982 23:00:00 | 9.9477 | 8.4138 | 7.4737 | 6.381 | 5.6207 | 4.184 | 3.0584 | 2.0488
15/04/1982 00:00:00 | 11.0029 | 9.1215 | 8.2388 | 7.2119 | 6.51 | 5.0856 | 4.0603 | 3.1261
15/04/1982 01:00:00 | 12.5108 | 10.2297 | 8.5946 | 7.1654 | 6.4585 | 5.0545 | 4.3756 | 3.608
15/04/1982 02:00:00 | 12.5428 | 10.3511 | 8.8827 | 7.5354 | 6.7533 | 5.469 | 4.5263 | 3.7887
15/04/1982 03:00:00 | 10.4268 | 8.9281 | 8.4334 | 7.6054 | 6.978 | 6.0483 | 4.8942 | 4.2223
15/04/1982 04:00:00 | 8.9368 | 7.547 | 7.095 | 6.1392 | 5.4791 | 4.443 | 3.6327 | 3.1529
15/04/1982 05:00:00 | 8.9323 | 7.7775 | 7.3263 | 6.2891 | 5.3178 | 3.6558 | 2.541 | 1.8221
15/04/1982 06:00:00 | 7.243 | 6.9961 | 6.7551 | 6.1793 | 5.4147 | 4.0362 | 2.8336 | 1.9628
15/04/1982 07:00:00 | 3.7458 | 3.6488 | 3.3307 | 2.9074 | 2.4394 | 1.7116 | 1.2634 | 0.93929
15/04/1982 08:00:00 | 0.66691 | 0.39489 | 0.050336 | 0 | 0 | 0 | 0 | 0
15/04/1982 09:00:00 | 0 | 0 | 0 | 0 | 0 | 0 | 0 | 0
15/04/1982 10:00:00 | 0 | 0 | 0 | 0 | 0 | 0 | 0 | 0
15/04/1982 11:00:00 | 0 | 0 | 0 | 0 | 0 | 0 | 0 | 0
15/04/1982 12:00:00 | 4.3464 | 1.8405 | 0.40526 | 0 | 0 | 0 | 0 | 0
15/04/1982 13:00:00 | 13.3404 | 9.1058 | 6.1561 | 3.3198 | 2.0158 | 0.12592 | 0 | 0
15/04/1982 14:00:00 | 22.9722 | 17.2614 | 12.7795 | 9.0007 | 7.7566 | 4.8667 | 3.1058 | 1.312
15/04/1982 15:00:00 | 34.2952 | 26.949 | 22.1665 | 17.7611 | 15.729 | 11.5925 | 9.1213 | 6.9264
15/04/1982 16:00:00 | 54.6721 | 45.0879 | 38.1754 | 32.072 | 29.2583 | 23.5582 | 20.0882 | 16.3978
15/04/1982 17:00:00 | 79.6765 | 69.5556 | 60.3909 | 52.2647 | 48.1127 | 39.6109 | 34.5975 | 29.525
15/04/1982 18:00:00 | 96.4785 | 86.4596 | 76.9998 | 68.1255 | 63.3222 | 52.936 | 46.257 | 39.8733
15/04/1982 19:00:00 | 107.4948 | 97.269 | 88.1979 | 79.4222 | 74.4001 | 64.1499 | 57.2589 | 50.9714
15/04/1982 20:00:00 | 112.8799 | 103.9071 | 96.072 | 87.575 | 83.5299 | 73.7823 | 68.3418 | 62.3325
15/04/1982 21:00:00 | 110.3561 | 104.4978 | 97.5057 | 90.4104 | 86.439 | 77.9998 | 73.192 | 68.007
15/04/1982 22:00:00 | 111.1768 | 108.5956 | 103.3708 | 98.0483 | 92.8814 | 83.6753 | 78.3941 | 73.3887
15/04/1982 23:00:00 | 105.7599 | 106.4597 | 103.3242 | 100.4073 | 96.1716 | 87.1884 | 80.9242 | 74.8547
16/04/1982 00:00:00 | 81.8036 | 81.6657 | 79.2805 | 78.3082 | 76.817 | 72.8356 | 69.1238 | 65.0901
16/04/1982 01:00:00 | 59.8993 | 57.8422 | 54.7289 | 52.9648 | 52.4673 | 51.7209 | 51.1975 | 50.0257
16/04/1982 02:00:00 | 47.4852 | 46.3551 | 42.2243 | 39.4084 | 38.1329 | 36.6707 | 36.8671 | 36.4014
16/04/1982 03:00:00 | 36.0325 | 35.9817 | 32.6446 | 30.3231 | 28.7831 | 26.7776 | 26.6173 | 26.0319
16/04/1982 04:00:00 | 26.0752 | 25.4324 | 22.8854 | 21.0271 | 20.0932 | 18.246 | 17.5852 | 16.3391
16/04/1982 05:00:00 | 18.3704 | 17.0901 | 14.5844 | 12.9954 | 12.4166 | 10.5762 | 9.6106 | 8.3057
16/04/1982 06:00:00 | 14.2311 | 12.9484 | 10.6696 | 8.9904 | 8.4566 | 6.8312 | 5.9476 | 4.5656
16/04/1982 07:00:00 | 13.2457 | 11.9662 | 9.5836 | 8.1258 | 7.515 | 5.6962 | 4.7118 | 3.1963
16/04/1982 08:00:00 | 12.0179 | 10.8607 | 8.749 | 7.4623 | 6.8886 | 5.0931 | 4.073 | 2.4937
16/04/1982 09:00:00 | 11.4545 | 10.4925 | 8.5272 | 7.3049 | 6.7509 | 4.9149 | 3.8692 | 2.2287
16/04/1982 10:00:00 | 13.8576 | 12.8953 | 10.5185 | 8.8605 | 8.3419 | 6.5184 | 5.5646 | 4.0276
16/04/1982 11:00:00 | 20.8594 | 18.7232 | 15.8919 | 13.719 | 13.1444 | 11.3365 | 10.5641 | 9.1793
16/04/1982 12:00:00 | 34.5067 | 29.7751 | 26.4867 | 23.9384 | 23.1838 | 21.3156 | 20.4852 | 19.241
16/04/1982 13:00:00 | 55.4677 | 48.2439 | 43.9275 | 40.1843 | 38.7846 | 35.4 | 33.6776 | 31.3991
16/04/1982 14:00:00 | 76.1898 | 68.2246 | 62.7228 | 57.2346 | 54.7751 | 49.7549 | 46.9004 | 43.9874
16/04/1982 15:00:00 | 89.0851 | 79.9232 | 73.1655 | 66.9364 | 63.571 | 57.1734 | 54.2352 | 50.9193
16/04/1982 16:00:00 | 97.953 | 87.2877 | 81.309 | 74.881 | 71.2377 | 65.2068 | 61.4395 | 57.7255
16/04/1982 17:00:00 | 124.7952 | 114.6253 | 109.3364 | 103.096 | 98.669 | 91.2059 | 86.367 | 82.8092
16/04/1982 18:00:00 | 147.0633 | 138.2938 | 134.1156 | 128.6669 | 125.5844 | 120.2277 | 116.362 | 113.1427
16/04/1982 19:00:00 | 139.8112 | 132.3568 | 129.4077 | 126.3291 | 125.5253 | 124.4568 | 122.4013 | 121.0672
16/04/1982 20:00:00 | 136.2365 | 131.1917 | 129.55 | 127.819 | 127.2134 | 126.5012 | 124.8939 | 123.9575
16/04/1982 21:00:00 | 138.8152 | 136.8499 | 136.0757 | 135.5978 | 136.0928 | 135.6793 | 134.9457 | 133.6281
16/04/1982 22:00:00 | 136.8123 | 135.9406 | 133.3309 | 131.6696 | 132.1884 | 130.2401 | 128.6628 | 125.6709
16/04/1982 23:00:00 | 120.8356 | 118.4374 | 113.7049 | 109.9374 | 109.1509 | 105.7067 | 103.7331 | 100.4775
17/04/1982 00:00:00 | 103.4177 | 99.9629 | 96.8988 | 93.9195 | 93.0172 | 91.6404 | 90.5474 | 89.4608
17/04/1982 01:00:00 | 107.3243 | 104.0023 | 103.0844 | 101.3635 | 100.7962 | 101.1312 | 101.3152 | 102.3793
17/04/1982 02:00:00 | 116.2496 | 113.3958 | 110.9296 | 107.6587 | 106.5039 | 105.3371 | 105.7586 | 106.2772
17/04/1982 03:00:00 | 106.4708 | 103.3947 | 99.3063 | 94.9014 | 92.92 | 90.6755 | 90.6502 | 90.7752
17/04/1982 04:00:00 | 93.9342 | 90.9593 | 88.8494 | 86.3879 | 84.5972 | 83.877 | 84.3175 | 85.8294
17/04/1982 05:00:00 | 89.899 | 87.8572 | 88.3361 | 88.3009 | 87.7367 | 88.4594 | 89.6467 | 91.7352
17/04/1982 06:00:00 | 93.6103 | 91.7891 | 91.9272 | 92.1285 | 93.6145 | 95.1439 | 96.8933 | 97.6349
17/04/1982 07:00:00 | 89.5239 | 88.0433 | 86.6089 | 85.8522 | 86.8694 | 87.1404 | 88.1182 | 87.6375
17/04/1982 08:00:00 | 75.9764 | 74.2773 | 72.3709 | 71.1495 | 70.863 | 69.8004 | 69.7407 | 68.9652
17/04/1982 09:00:00 | 61.8263 | 59.8222 | 58.3242 | 57.1392 | 56.9523 | 56.0376 | 55.9998 | 55.3747
17/04/1982 10:00:00 | 52.0149 | 49.629 | 48.5056 | 47.5177 | 47.393 | 46.7126 | 46.4751 | 45.8415
17/04/1982 11:00:00 | 50.0859 | 47.1058 | 46.3169 | 45.6036 | 45.3392 | 44.4465 | 43.982 | 43.2797
17/04/1982 12:00:00 | 58.2134 | 55.2998 | 53.9483 | 52.7076 | 52.1315 | 49.9407 | 48.7886 | 46.9922
17/04/1982 13:00:00 | 75.8508 | 71.4539 | 67.6898 | 64.5235 | 63.3835 | 60.1131 | 58.1714 | 55.6205
17/04/1982 14:00:00 | 94.5329 | 87.6449 | 82.3644 | 77.7366 | 75.3555 | 72.5832 | 71.1725 | 69.9784
17/04/1982 15:00:00 | 116.6992 | 107.3077 | 103.1858 | 98.9151 | 95.4118 | 93.0986 | 91.9549 | 92.7231
17/04/1982 16:00:00 | 142.5319 | 131.9321 | 128.3287 | 123.9222 | 120.0594 | 117.0049 | 115.1477 | 115.6921
17/04/1982 17:00:00 | 150.9052 | 140.4689 | 135.8036 | 130.3321 | 126.6511 | 123.0017 | 121.1051 | 120.4064
17/04/1982 18:00:00 | 137.5544 | 126.9795 | 121.2017 | 115.7478 | 112.8311 | 108.5534 | 106.601 | 104.7886
17/04/1982 19:00:00 | 118.2077 | 109.0537 | 103.7316 | 99.2615 | 97.2881 | 93.7583 | 92.2423 | 90.1228
17/04/1982 20:00:00 | 107.955 | 100.7229 | 96.6983 | 92.8188 | 91.3082 | 87.8854 | 86.4218 | 84.3047
17/04/1982 21:00:00 | 102.8989 | 96.6533 | 93.4744 | 90.1339 | 88.6833 | 85.5347 | 83.6085 | 81.3147
17/04/1982 22:00:00 | 93.1817 | 87.4564 | 85.171 | 82.5201 | 80.8436 | 77.7242 | 75.6259 | 73.7137
17/04/1982 23:00:00 | 83.5922 | 78.1021 | 75.1961 | 71.8929 | 70.128 | 67.4057 | 65.861 | 64.6246
18/04/1982 00:00:00 | 77.8603 | 72.65 | 69.173 | 65.7008 | 64.6443 | 62.793 | 62.1405 | 61.1946
18/04/1982 01:00:00 | 72.5478 | 68.2423 | 64.639 | 61.2316 | 61.1422 | 60.1976 | 60.5485 | 59.8162
18/04/1982 02:00:00 | 69.1223 | 64.6384 | 61.593 | 58.6009 | 58.8483 | 58.3063 | 58.7945 | 58.2295
18/04/1982 03:00:00 | 67.3494 | 64.3758 | 62.3155 | 59.9255 | 60.0246 | 59.5204 | 59.6805 | 59.3251
18/04/1982 04:00:00 | 67.393 | 66.5891 | 65.2844 | 63.4098 | 63.3094 | 62.8947 | 62.9308 | 62.9062
18/04/1982 05:00:00 | 68.0301 | 67.9377 | 67.6986 | 66.75 | 66.7958 | 67.0857 | 67.2905 | 67.8473
18/04/1982 06:00:00 | 66.0107 | 65.563 | 66.216 | 66.3812 | 66.7236 | 67.7634 | 68.5794 | 69.7582
18/04/1982 07:00:00 | 58.5381 | 57.2745 | 57.7848 | 58.1889 | 58.8117 | 60.4086 | 62.3515 | 64.2767
18/04/1982 08:00:00 | 49.4625 | 47.7299 | 46.9522 | 46.3542 | 46.5946 | 47.4031 | 49.1677 | 50.557
18/04/1982 09:00:00 | 43.9023 | 42.3752 | 39.6603 | 37.4723 | 36.7883 | 35.5357 | 36.0459 | 35.8408
18/04/1982 10:00:00 | 41.8178 | 39.7491 | 35.0009 | 31.7946 | 30.5724 | 28.0719 | 27.2492 | 25.8923
18/04/1982 11:00:00 | 39.8598 | 35.9971 | 31.1135 | 27.3585 | 25.9981 | 23.7317 | 22.7511 | 21.2614
18/04/1982 12:00:00 | 39.7232 | 34.3677 | 29.8414 | 26.3792 | 25.2184 | 23.0746 | 22.5236 | 21.2383
18/04/1982 13:00:00 | 45.9398 | 39.9544 | 34.566 | 30.5454 | 29.546 | 26.6049 | 25.424 | 23.1187
18/04/1982 14:00:00 | 59.9415 | 52.7948 | 46.1621 | 40.5936 | 38.7002 | 34.1998 | 31.9576 | 28.848
18/04/1982 15:00:00 | 78.2001 | 70.0376 | 63.197 | 56.2465 | 53.9376 | 48.3347 | 45.4151 | 42.0945
18/04/1982 16:00:00 | 98.5396 | 89.7017 | 81.8194 | 74.1277 | 71.9319 | 66.2729 | 62.9877 | 58.1648
18/04/1982 17:00:00 | 118.1489 | 107.189 | 98.6311 | 90.6547 | 88.7236 | 83.0305 | 80.0859 | 75.0855
18/04/1982 18:00:00 | 134.7337 | 123.075 | 113.2828 | 104.5307 | 102.5737 | 95.8241 | 93.3117 | 87.9823
18/04/1982 19:00:00 | 149.2571 | 136.3909 | 123.6372 | 112.8381 | 110.0409 | 101.3923 | 98.742 | 92.7125
18/04/1982 20:00:00 | 162.3355 | 146.3215 | 130.214 | 116.5041 | 112.7682 | 101.8664 | 98.262 | 91.0274
18/04/1982 21:00:00 | 175.8273 | 158.2539 | 139.4686 | 121.9486 | 115.9855 | 101.0673 | 95.3864 | 86.5018
18/04/1982 22:00:00 | 177.6523 | 164.5823 | 145.0813 | 126.3514 | 118.491 | 100.359 | 92.668 | 82.6619
18/04/1982 23:00:00 | 150.9977 | 147.7857 | 133.6171 | 121.6207 | 114.7805 | 98.6543 | 89.7113 | 79.4189
19/04/1982 00:00:00 | 115.9968 | 118.4654 | 111.8285 | 107.3525 | 104.6117 | 94.8051 | 86.9696 | 77.7972
19/04/1982 01:00:00 | 86.497 | 88.2302 | 84.4658 | 82.3275 | 81.2541 | 75.9271 | 71.8488 | 66.6407
19/04/1982 02:00:00 | 57.6401 | 58.811 | 56.3972 | 55.391 | 55.2312 | 53.3275 | 52.2403 | 49.8453
19/04/1982 03:00:00 | 37.3999 | 38.296 | 37.763 | 38.234 | 39.0348 | 38.6929 | 38.1863 | 36.5365
19/04/1982 04:00:00 | 26.4991 | 26.4606 | 26.8039 | 27.3491 | 27.4645 | 27.0346 | 27.141 | 26.8944
19/04/1982 05:00:00 | 19.9671 | 19.4579 | 19.7541 | 19.9623 | 19.5739 | 18.6791 | 19.2136 | 19.5098
19/04/1982 06:00:00 | 14.8885 | 14.827 | 14.9047 | 15.1091 | 15.1193 | 14.3655 | 14.8048 | 14.6323
19/04/1982 07:00:00 | 11.1607 | 11.421 | 11.3887 | 11.5842 | 12.0358 | 12.1946 | 12.585 | 12.4758
19/04/1982 08:00:00 | 8.3738 | 8.7638 | 8.8479 | 9.0647 | 9.5509 | 10.0358 | 10.4811 | 10.5383
19/04/1982 09:00:00 | 7.7007 | 8.3494 | 8.4996 | 8.7929 | 9.1574 | 9.463 | 9.9266 | 9.983
19/04/1982 10:00:00 | 9.8824 | 10.4577 | 10.3621 | 10.4385 | 10.7166 | 10.9457 | 11.3791 | 11.5113
19/04/1982 11:00:00 | 15.9233 | 15.6686 | 15.185 | 14.7453 | 15.0388 | 15.0993 | 15.6492 | 15.7503
19/04/1982 12:00:00 | 23.287 | 21.547 | 20.6307 | 19.7578 | 19.9162 | 19.7132 | 20.3682 | 20.4757
19/04/1982 13:00:00 | 28.849 | 25.7034 | 24.4539 | 23.1384 | 23.1683 | 22.9922 | 23.5308 | 23.6407
19/04/1982 14:00:00 | 32.2439 | 28.6677 | 27.185 | 25.9069 | 26.0428 | 26.4325 | 26.3766 | 26.3303
19/04/1982 15:00:00 | 34.1003 | 31.026 | 30.3268 | 29.4545 | 29.2829 | 29.9151 | 29.1002 | 29.1343
19/04/1982 16:00:00 | 39.6679 | 36.4963 | 36.434 | 35.8804 | 35.2411 | 35.1772 | 34.0793 | 34.0813
19/04/1982 17:00:00 | 50.7743 | 47.3062 | 47.453 | 47.0038 | 46.1314 | 45.4133 | 43.9556 | 43.4922
19/04/1982 18:00:00 | 66.6648 | 63.141 | 63.4143 | 62.5731 | 61.8189 | 60.3051 | 58.7092 | 57.7977
19/04/1982 19:00:00 | 83.7582 | 79.4306 | 79.3508 | 77.177 | 75.9633 | 73.1574 | 71.5793 | 70.6947
19/04/1982 20:00:00 | 91.0541 | 84.7913 | 84.8089 | 82.4412 | 80.6362 | 77.9656 | 75.441 | 74.7393
19/04/1982 21:00:00 | 90.6564 | 84.144 | 84.6922 | 83.0655 | 81.2326 | 79.4082 | 75.8217 | 75.0726
19/04/1982 22:00:00 | 91.5652 | 85.9332 | 85.8528 | 84.1928 | 82.3498 | 79.5866 | 74.7606 | 72.261
19/04/1982 23:00:00 | 90.1333 | 85.3044 | 82.6755 | 79.1921 | 77.0704 | 71.9362 | 67.3576 | 63.2901
20/04/1982 00:00:00 | 77.3444 | 72.8549 | 68.407 | 63.9366 | 61.9227 | 56.7993 | 53.5465 | 49.8075
20/04/1982 01:00:00 | 58.0515 | 54.5831 | 51.3059 | 48.0516 | 46.5623 | 43.2765 | 41.3051 | 38.8625
20/04/1982 02:00:00 | 44.8861 | 42.6823 | 40.467 | 38.3003 | 37.1825 | 34.5121 | 32.904 | 31.0173
20/04/1982 03:00:00 | 37.2389 | 35.8933 | 33.9224 | 31.9038 | 30.59 | 27.6255 | 25.8358 | 24.1366
20/04/1982 04:00:00 | 31.6351 | 30.1691 | 28.182 | 26.0359 | 24.5651 | 21.5878 | 19.5078 | 17.8001
20/04/1982 05:00:00 | 25.0251 | 23.5641 | 21.5251 | 19.5227 | 18.333 | 15.9894 | 14.3005 | 12.8922
20/04/1982 06:00:00 | 18.5709 | 16.979 | 15.5963 | 14.2468 | 13.3085 | 12.0846 | 11.2497 | 10.6624
20/04/1982 07:00:00 | 15.5554 | 13.9264 | 13.5724 | 12.8493 | 11.8745 | 10.9296 | 10.6557 | 10.9017
20/04/1982 08:00:00 | 12.0767 | 10.9561 | 10.3283 | 9.4983 | 9.1057 | 8.9952 | 9.6061 | 10.3864
20/04/1982 09:00:00 | 7.0805 | 6.3425 | 5.7796 | 5.1749 | 5.1865 | 5.8949 | 7.3079 | 8.6798
20/04/1982 10:00:00 | 5.3124 | 4.141 | 3.8691 | 3.3079 | 3.3892 | 4.1959 | 6.3395 | 8.6011
20/04/1982 11:00:00 | 5.594 | 3.7281 | 3.5797 | 3.0282 | 3.1765 | 3.8729 | 6.3714 | 8.9352
20/04/1982 12:00:00 | 6.0965 | 3.7488 | 3.6478 | 3.0254 | 3.195 | 3.5917 | 5.7303 | 7.8485
20/04/1982 13:00:00 | 6.2046 | 3.3904 | 3.2422 | 2.3563 | 2.3449 | 2.248 | 3.5667 | 4.916
20/04/1982 14:00:00 | 5.8608 | 2.8655 | 2.6733 | 1.7171 | 1.4813 | 1.1512 | 1.2414 | 1.6099
20/04/1982 15:00:00 | 5.9088 | 3.0923 | 2.8095 | 1.7003 | 1.2192 | 0.58183 | 0.12382 | 0.12426
20/04/1982 16:00:00 | 7.5403 | 4.8788 | 4.5743 | 3.2946 | 2.3462 | 1.4198 | 1.0128 | 1.0523
20/04/1982 17:00:00 | 13.4379 | 9.825 | 9.1494 | 7.711 | 6.5712 | 4.9599 | 4.0444 | 3.769
20/04/1982 18:00:00 | 17.5662 | 12.9804 | 11.6624 | 9.2134 | 7.7094 | 5.4254 | 3.6069 | 2.5729
20/04/1982 19:00:00 | 12.7616 | 8.8524 | 7.7744 | 5.8185 | 4.2966 | 1.9571 | 0.64988 | 0
20/04/1982 20:00:00 | 7.2587 | 4.9839 | 4.1622 | 2.6811 | 1.6998 | 0.61231 | 0 | 0
20/04/1982 21:00:00 | 5.5602 | 3.9455 | 3.1734 | 1.9691 | 1.392 | 0.46357 | 0 | 0
20/04/1982 22:00:00 | 4.4508 | 2.6324 | 1.6926 | 0.76703 | 0.17363 | 0 | 0 | 0
20/04/1982 23:00:00 | 1.0407 | 0 | 0 | 0 | 0 | 0 | 0 | 0
21/04/1982 00:00:00 | 0 | 0 | 0 | 0 | 0 | 0 | 0 | 0
21/04/1982 01:00:00 | 0 | 0 | 0 | 0 | 0 | 0 | 0 | 0
21/04/1982 02:00:00 | 0 | 0 | 0 | 0 | 0 | 0 | 0 | 0
21/04/1982 03:00:00 | 0 | 0 | 0 | 0 | 0 | 0 | 0 | 0
21/04/1982 04:00:00 | 0 | 0 | 0 | 0 | 0 | 0 | 0 | 0
21/04/1982 05:00:00 | 0 | 0 | 0 | 0 | 0 | 0 | 0 | 0
21/04/1982 06:00:00 | 0 | 0 | 0 | 0 | 0 | 0 | 0 | 0
21/04/1982 07:00:00 | 0 | 0 | 0 | 0 | 0 | 0 | 0 | 0
21/04/1982 08:00:00 | 0 | 0 | 0 | 0 | 0 | 0 | 0 | 0
21/04/1982 09:00:00 | 0 | 0 | 0 | 0 | 0 | 0 | 0 | 0
21/04/1982 10:00:00 | 0 | 0 | 0 | 0 | 0 | 0 | 0 | 0
21/04/1982 11:00:00 | 0 | 0 | 0 | 0 | 0 | 0 | 0 | 0
21/04/1982 12:00:00 | 0 | 0 | 0 | 0 | 0 | 0 | 0 | 0
21/04/1982 13:00:00 | 0 | 0 | 0 | 0 | 0 | 0 | 0 | 0
21/04/1982 14:00:00 | 0 | 0 | 0 | 0 | 0 | 0 | 0 | 0
21/04/1982 15:00:00 | 0 | 0 | 0 | 0 | 0 | 0 | 0 | 0
21/04/1982 16:00:00 | 0 | 0 | 0 | 0 | 0 | 0 | 0 | 0
21/04/1982 17:00:00 | 0 | 0 | 0 | 0 | 0 | 0 | 0 | 0
21/04/1982 18:00:00 | 0 | 0 | 0 | 0 | 0 | 0 | 0 | 0
21/04/1982 19:00:00 | 0 | 0 | 0 | 0 | 0 | 0 | 0 | 0
21/04/1982 20:00:00 | 0.30013 | 0 | 0 | 0 | 0 | 0 | 0 | 0
21/04/1982 21:00:00 | 2.1067 | 0.56428 | 0.1053 | 0 | 0 | 0 | 0 | 0
21/04/1982 22:00:00 | 3.6342 | 1.3371 | 0.9226 | 0 | 0 | 0 | 0 | 0
21/04/1982 23:00:00 | 3.1063 | 1.2533 | 0.80956 | 0 | 0 | 0 | 0 | 0
22/04/1982 00:00:00 | 1.683 | 0.86313 | 0.39196 | 0 | 0 | 0 | 0 | 0
22/04/1982 01:00:00 | 0.86895 | 0.34047 | 0 | 0 | 0 | 0 | 0 | 0
22/04/1982 02:00:00 | 0.41944 | 0.027411 | 0 | 0 | 0 | 0 | 0 | 0
22/04/1982 03:00:00 | 0.40465 | 0.16104 | 0 | 0 | 0 | 0 | 0 | 0
22/04/1982 04:00:00 | 0 | 0 | 0 | 0 | 0 | 0 | 0 | 0
22/04/1982 05:00:00 | 0 | 0 | 0 | 0 | 0 | 0 | 0 | 0
22/04/1982 06:00:00 | 0 | 0 | 0 | 0 | 0 | 0 | 0 | 0
22/04/1982 07:00:00 | 0 | 0 | 0 | 0 | 0 | 0 | 0 | 0
22/04/1982 08:00:00 | 0 | 0 | 0 | 0 | 0 | 0 | 0 | 0
22/04/1982 09:00:00 | 0 | 0 | 0 | 0 | 0 | 0 | 0 | 0
22/04/1982 10:00:00 | 0 | 0 | 0 | 0 | 0 | 0 | 0 | 0
22/04/1982 11:00:00 | 0 | 0 | 0 | 0 | 0 | 0 | 0 | 0
22/04/1982 12:00:00 | 0 | 0 | 0 | 0 | 0 | 0 | 0 | 0
22/04/1982 13:00:00 | 0 | 0 | 0 | 0 | 0 | 0 | 0 | 0
22/04/1982 14:00:00 | 0 | 0 | 0 | 0 | 0 | 0 | 0 | 0
22/04/1982 15:00:00 | 1.0561 | 0 | 0 | 0 | 0 | 0 | 0 | 0
22/04/1982 16:00:00 | 2.8666 | 0.70831 | 0 | 0 | 0 | 0 | 0 | 0
22/04/1982 17:00:00 | 3.9394 | 1.37 | 0.20667 | 0 | 0 | 0 | 0 | 0
22/04/1982 18:00:00 | 3.4183 | 1.1574 | 0.045738 | 0 | 0 | 0 | 0 | 0
22/04/1982 19:00:00 | 2.21 | 0.56825 | 0 | 0 | 0 | 0 | 0 | 0
22/04/1982 20:00:00 | 1.4731 | 0.08038 | 0 | 0 | 0 | 0 | 0 | 0
22/04/1982 21:00:00 | 1.2565 | 0 | 0 | 0 | 0 | 0 | 0 | 0
22/04/1982 22:00:00 | 0.43742 | 0 | 0 | 0 | 0 | 0 | 0 | 0
22/04/1982 23:00:00 | 0 | 0 | 0 | 0 | 0 | 0 | 0 | 0
23/04/1982 00:00:00 | 0 | 0 | 0 | 0 | 0 | 0 | 0 | 0
23/04/1982 01:00:00 | 0 | 0 | 0 | 0 | 0 | 0 | 0 | 0
23/04/1982 02:00:00 | 0 | 0 | 0 | 0 | 0 | 0 | 0 | 0
23/04/1982 03:00:00 | 0 | 0 | 0 | 0 | 0 | 0 | 0 | 0
23/04/1982 04:00:00 | 0 | 0 | 0 | 0 | 0 | 0 | 0 | 0
23/04/1982 05:00:00 | 0 | 0 | 0 | 0 | 0 | 0 | 0 | 0
23/04/1982 06:00:00 | 0 | 0 | 0 | 0 | 0 | 0 | 0 | 0
23/04/1982 07:00:00 | 0 | 0.10445 | 0.62108 | 1.199 | 1.4833 | 2.5431 | 3.0329 | 3.8286
23/04/1982 08:00:00 | 4.4386 | 5.2224 | 6.2835 | 7.4159 | 7.9457 | 9.4582 | 10.2056 | 11.5477
23/04/1982 09:00:00 | 14.767 | 16.3876 | 18.6131 | 20.3754 | 20.5048 | 22.1805 | 23.3734 | 25.6713
23/04/1982 10:00:00 | 29.8312 | 35.5396 | 41.557 | 48.7372 | 51.7416 | 58.5568 | 63.5322 | 69.0366
23/04/1982 11:00:00 | 62.9503 | 73.341 | 82.4772 | 94.5039 | 101.8203 | 115.9997 | 124.3005 | 131.9136
23/04/1982 12:00:00 | 118.0081 | 123.3071 | 129.0309 | 135.083 | 139.3398 | 147.4434 | 152.3401 | 157.8841
23/04/1982 13:00:00 | 145.0855 | 148.0415 | 155.8223 | 162.0082 | 165.2724 | 172.69 | 175.2806 | 180.296
23/04/1982 14:00:00 | 167.6585 | 170.1385 | 177.46 | 182.3988 | 184.3195 | 187.1327 | 185.1879 | 185.6721
23/04/1982 15:00:00 | 187.7484 | 184.1798 | 183.0423 | 179.495 | 177.3911 | 172.1667 | 167.346 | 163.6054
23/04/1982 16:00:00 | 178.0993 | 170.0936 | 167.0795 | 161.4673 | 157.833 | 152.8995 | 149.2525 | 147.7267
23/04/1982 17:00:00 | 165.524 | 157.0952 | 155.755 | 151.1336 | 146.9657 | 140.4359 | 133.95 | 130.4703
23/04/1982 18:00:00 | 148.0882 | 136.8577 | 131.5756 | 123.5066 | 117.4691 | 106.8615 | 99.4642 | 94.1759
23/04/1982 19:00:00 | 109.1693 | 98.9418 | 94.87 | 88.5528 | 84.8279 | 79.0707 | 74.7918 | 72.0693
23/04/1982 20:00:00 | 92.3923 | 86.4631 | 85.4764 | 82.6908 | 80.7549 | 77.8139 | 74.482 | 72.82
23/04/1982 21:00:00 | 85.0269 | 80.6599 | 79.4222 | 76.4411 | 74.0843 | 70.4171 | 66.9186 | 64.8423
23/04/1982 22:00:00 | 63.9465 | 59.6686 | 58.1285 | 55.752 | 54.3586 | 52.1178 | 50.1921 | 49.0234
23/04/1982 23:00:00 | 51.1455 | 48.5703 | 47.8432 | 46.4787 | 46.0232 | 45.257 | 44.1818 | 43.472
24/04/1982 00:00:00 | 55.4843 | 54.0314 | 53.6726 | 52.8431 | 52.6851 | 52.1099 | 51.0658 | 50.3157
24/04/1982 01:00:00 | 71.3471 | 68.4901 | 67.5116 | 65.7304 | 65.2497 | 64.1398 | 64.5546 | 64.8977
24/04/1982 02:00:00 | 86.7111 | 82.7196 | 81.2618 | 79.3303 | 79.5184 | 79.0376 | 81.8947 | 83.4484
24/04/1982 03:00:00 | 88.1219 | 84.7144 | 83.099 | 82.1364 | 83.4087 | 84.4637 | 87.2741 | 88.2517
24/04/1982 04:00:00 | 79.6228 | 77.7841 | 78.1942 | 79.1727 | 80.7348 | 83.8973 | 86.3823 | 88.3981
24/04/1982 05:00:00 | 92.4809 | 93.0488 | 95.1936 | 97.4354 | 99.2048 | 103.1082 | 105.8679 | 109.0513
24/04/1982 06:00:00 | 125.9515 | 126.2171 | 127.5452 | 128.413 | 129.3852 | 130.8125 | 131.061 | 131.6539
24/04/1982 07:00:00 | 155.1121 | 151.4964 | 152.3392 | 150.8907 | 149.0281 | 147.1348 | 143.9958 | 143.4602
24/04/1982 08:00:00 | 185.6974 | 180.4259 | 179.3725 | 175.0968 | 171.4638 | 167.1821 | 163.5365 | 162.81
24/04/1982 09:00:00 | 194.8002 | 192.7859 | 189.9919 | 186.2872 | 184.5489 | 182.0636 | 181.7788 | 181.5738
24/04/1982 10:00:00 | 184.8825 | 186.1707 | 184.4874 | 183.4817 | 183.6044 | 184.0585 | 185.9737 | 186.9885
24/04/1982 11:00:00 | 187.3711 | 188.0074 | 186.9 | 185.834 | 185.7166 | 185.8145 | 187.0776 | 187.8998
24/04/1982 12:00:00 | 198.8 | 196.6771 | 194.2349 | 191.272 | 189.59 | 187.0199 | 186.215 | 185.491
24/04/1982 13:00:00 | 212.5905 | 208.7548 | 205.9847 | 201.9843 | 198.7826 | 193.8545 | 190.4266 | 188.0766
24/04/1982 14:00:00 | 225.1531 | 220.0199 | 217.0193 | 212.8944 | 210.0714 | 205.42 | 201.2681 | 198.0404
24/04/1982 15:00:00 | 226.3717 | 220.2978 | 217.0309 | 212.6748 | 209.9635 | 204.9103 | 200.558 | 196.7971
24/04/1982 16:00:00 | 220.143 | 212.5847 | 207.9332 | 201.9412 | 197.7303 | 189.7693 | 184.0496 | 179.0012
24/04/1982 17:00:00 | 213.2132 | 204.7366 | 198.1353 | 189.9144 | 184.3984 | 174.1288 | 167.2442 | 161.047
24/04/1982 18:00:00 | 198.2446 | 189.1384 | 182.3187 | 174.2167 | 168.8728 | 158.5677 | 151.6401 | 145.4966
24/04/1982 19:00:00 | 172.0297 | 164.3223 | 158.7697 | 152.086 | 147.9635 | 139.7422 | 134.2102 | 129.0022
24/04/1982 20:00:00 | 147.2292 | 141.4053 | 137.6499 | 132.8921 | 129.7594 | 124.055 | 120.6582 | 117.5291
24/04/1982 21:00:00 | 129.3107 | 124.8467 | 122.273 | 119.0364 | 116.9805 | 112.7893 | 110.5889 | 108.4115
24/04/1982 22:00:00 | 111.642 | 108.1548 | 105.9213 | 103.6772 | 102.4789 | 99.7034 | 98.7023 | 97.3268
24/04/1982 23:00:00 | 95.5576 | 93.7145 | 91.9403 | 90.1215 | 89.101 | 86.6603 | 85.4987 | 83.9555
25/04/1982 00:00:00 | 85.1423 | 84.16 | 82.3688 | 80.5737 | 79.4172 | 76.4569 | 74.5364 | 72.2923
25/04/1982 01:00:00 | 78.208 | 77.0435 | 74.9239 | 72.5714 | 70.9809 | 67.9173 | 66.1895 | 64.4195
25/04/1982 02:00:00 | 71.6595 | 70.6843 | 69.1096 | 67.1796 | 65.5972 | 62.9955 | 61.6161 | 60.5268
25/04/1982 03:00:00 | 66.1099 | 65.1031 | 63.652 | 61.8867 | 60.5041 | 58.3718 | 57.2364 | 56.4682
25/04/1982 04:00:00 | 58.6646 | 57.0887 | 55.6711 | 54.0688 | 52.8349 | 51.0692 | 50.0921 | 49.4441
25/04/1982 05:00:00 | 50.3096 | 49.213 | 48.2135 | 47.2885 | 46.473 | 45.5871 | 45.3529 | 45.3419
25/04/1982 06:00:00 | 45.6672 | 45.6624 | 44.9964 | 44.5806 | 44.2359 | 43.9373 | 44.1203 | 44.3418
25/04/1982 07:00:00 | 43.4553 | 43.526 | 42.6443 | 41.9388 | 41.4134 | 40.6789 | 40.3454 | 40.13
25/04/1982 08:00:00 | 37.7303 | 37.3651 | 36.3888 | 35.6086 | 35.1018 | 34.3269 | 33.8011 | 33.4421
25/04/1982 09:00:00 | 33.1073 | 33.0895 | 32.7096 | 32.6939 | 32.6541 | 32.7088 | 32.7493 | 32.7886
25/04/1982 10:00:00 | 37.1888 | 37.2426 | 36.9458 | 37.1848 | 37.3059 | 37.4302 | 36.8073 | 36.1879
25/04/1982 11:00:00 | 43.4314 | 42.6171 | 42.0734 | 41.7174 | 41.354 | 40.5464 | 38.9919 | 37.7141
25/04/1982 12:00:00 | 46.2051 | 44.2259 | 43.4323 | 42.2343 | 41.4224 | 39.4421 | 38.0427 | 36.7226
25/04/1982 13:00:00 | 49.3322 | 45.4212 | 43.9265 | 41.5281 | 40.471 | 37.8976 | 36.5121 | 35.2376
25/04/1982 14:00:00 | 47.8184 | 42.8665 | 41.6212 | 39.1376 | 38.1742 | 36.4305 | 35.4881 | 35.0608
25/04/1982 15:00:00 | 45.8241 | 40.8242 | 40.5368 | 38.681 | 37.6434 | 36.4465 | 35.6488 | 35.8806
25/04/1982 16:00:00 | 45.7242 | 41.4638 | 41.8965 | 40.6386 | 39.5023 | 38.3874 | 37.4524 | 37.8991
25/04/1982 17:00:00 | 46.9801 | 43.5846 | 44.6778 | 44.1554 | 43.5478 | 43.0642 | 43.0342 | 44.0059
25/04/1982 18:00:00 | 50.2559 | 47.41 | 48.4737 | 48.141 | 47.965 | 47.5866 | 47.9899 | 48.7767
25/04/1982 19:00:00 | 50.1889 | 47.4756 | 47.0019 | 45.9404 | 45.5378 | 44.3878 | 44.1502 | 43.7453
25/04/1982 20:00:00 | 45.7998 | 43.207 | 42.3425 | 41.3548 | 40.7642 | 39.1669 | 38.266 | 37.2512
25/04/1982 21:00:00 | 38.7696 | 36.0809 | 35.3178 | 34.7496 | 34.3496 | 33.1191 | 32.4424 | 31.6222
25/04/1982 22:00:00 | 31.4867 | 28.8701 | 27.8099 | 27.0051 | 26.8339 | 25.9578 | 25.9259 | 25.4894
25/04/1982 23:00:00 | 25.3283 | 22.7927 | 22.2181 | 21.728 | 22.1035 | 22.1295 | 23.3087 | 23.7628
26/04/1982 00:00:00 | 19.7181 | 17.7718 | 17.7679 | 17.9983 | 18.9313 | 20.3823 | 23.1577 | 25.0255
26/04/1982 01:00:00 | 16.4154 | 14.9783 | 15.4525 | 16.1968 | 17.4254 | 19.5496 | 22.1836 | 24.1949
26/04/1982 02:00:00 | 16.1145 | 15.3193 | 15.7166 | 16.3837 | 17.4089 | 18.8669 | 20.0653 | 20.8213
26/04/1982 03:00:00 | 16.4574 | 15.9082 | 15.4745 | 15.3874 | 15.6059 | 15.5885 | 15.4812 | 15.0416
26/04/1982 04:00:00 | 15.1102 | 14.1441 | 13.5042 | 12.9632 | 12.6477 | 11.9584 | 11.2803 | 10.605
26/04/1982 05:00:00 | 14.7398 | 13.7193 | 12.9512 | 12.2808 | 12.0354 | 11.3433 | 10.6245 | 9.8876
26/04/1982 06:00:00 | 16.2387 | 15.0237 | 14.2688 | 13.775 | 13.6985 | 13.4142 | 13.1045 | 12.7415
26/04/1982 07:00:00 | 15.9425 | 14.7652 | 14.1698 | 13.7646 | 13.6203 | 13.5828 | 13.5373 | 13.5576
26/04/1982 08:00:00 | 13.9169 | 13.4489 | 13.7568 | 14.0653 | 14.1154 | 15.6038 | 16.2689 | 17.7313
26/04/1982 09:00:00 | 26.0675 | 26.1577 | 26.9476 | 27.6965 | 27.8369 | 30.7476 | 31.9847 | 34.7145
26/04/1982 10:00:00 | 48.3576 | 48.6897 | 49.7819 | 50.3077 | 49.955 | 52.2561 | 53.365 | 56.1817
26/04/1982 11:00:00 | 69.0571 | 69.8573 | 71.8274 | 72.7909 | 72.6583 | 74.7971 | 75.4576 | 78.0958
26/04/1982 12:00:00 | 102.5148 | 102.584 | 102.6066 | 102.3329 | 102.2764 | 103.9412 | 104.3654 | 105.9358
26/04/1982 13:00:00 | 122.1213 | 120.5071 | 119.9145 | 120.1245 | 120.6531 | 123.6723 | 125.8577 | 128.4566
26/04/1982 14:00:00 | 130.9958 | 130.7879 | 131.3069 | 132.9323 | 135.1947 | 139.151 | 142.8157 | 145.2264
26/04/1982 15:00:00 | 141.795 | 142.2276 | 142.2026 | 143.1269 | 144.844 | 146.7724 | 149.34 | 150.2686
26/04/1982 16:00:00 | 147.7874 | 148.7374 | 148.3202 | 148.8414 | 150.0571 | 150.0728 | 150.6985 | 149.6212
26/04/1982 17:00:00 | 147.7416 | 148.5456 | 147.9663 | 147.9242 | 148.5655 | 147.4464 | 146.0051 | 143.5503
26/04/1982 18:00:00 | 143.452 | 142.9157 | 143.2437 | 142.9111 | 142.7903 | 141.3034 | 139.1731 | 137.222
26/04/1982 19:00:00 | 131.1084 | 131.3116 | 133.4373 | 134.195 | 134.831 | 134.5755 | 133.4456 | 132.6102
26/04/1982 20:00:00 | 110.5805 | 112.1784 | 114.9637 | 116.9488 | 118.7972 | 121.0723 | 122.1188 | 123.0559
26/04/1982 21:00:00 | 93.856 | 97.0905 | 101.355 | 105.1845 | 108.8848 | 115.367 | 119.7772 | 123.8412
26/04/1982 22:00:00 | 89.5196 | 92.8933 | 97.4136 | 101.1889 | 104.1544 | 109.8554 | 113.8842 | 117.9799
26/04/1982 23:00:00 | 87.2127 | 88.3911 | 92.036 | 94.185 | 95.1696 | 97.7431 | 98.7919 | 101.0898
27/04/1982 00:00:00 | 77.1411 | 77.7004 | 81.4873 | 83.5719 | 83.4767 | 85.2735 | 85.0504 | 87.1839
27/04/1982 01:00:00 | 63.9608 | 65.0539 | 68.8442 | 71.3524 | 71.2972 | 73.33 | 73.0107 | 75.297
27/04/1982 02:00:00 | 55.5959 | 57.179 | 60.117 | 62.638 | 63.2144 | 64.9529 | 64.9657 | 66.1324
27/04/1982 03:00:00 | 49.8421 | 51.0753 | 51.5629 | 52.4152 | 53.0229 | 53.4641 | 53.4795 | 53.167
27/04/1982 04:00:00 | 42.1731 | 41.8496 | 39.8619 | 38.7576 | 38.8202 | 37.909 | 37.7252 | 36.4505
27/04/1982 05:00:00 | 36.5734 | 35.323 | 32.5674 | 30.6492 | 30.0228 | 28.2028 | 27.2551 | 25.7569
27/04/1982 06:00:00 | 29.3877 | 28.426 | 26.5476 | 25.3312 | 24.5678 | 23.6307 | 22.9114 | 22.2618
27/04/1982 07:00:00 | 18.5297 | 18.4825 | 19.1449 | 19.9395 | 20.1684 | 22.7081 | 24.3682 | 27.1614
27/04/1982 08:00:00 | 9.5231 | 11.1314 | 14.286 | 17.9423 | 19.7172 | 25.7604 | 30.2464 | 37.079
27/04/1982 09:00:00 | 5.5116 | 8.1713 | 11.9027 | 16.628 | 19.545 | 27.313 | 33.7546 | 42.2724
27/04/1982 10:00:00 | 4.899 | 8.2953 | 11.4698 | 15.9526 | 19.0862 | 26.5428 | 32.784 | 39.9422
27/04/1982 11:00:00 | 6.6381 | 10.1682 | 12.9883 | 16.85 | 19.2582 | 23.989 | 27.4678 | 31.1161
27/04/1982 12:00:00 | 9.7108 | 12.4178 | 13.9024 | 15.866 | 17.015 | 18.5694 | 20.1968 | 21.4605
27/04/1982 13:00:00 | 15.2149 | 15.498 | 15.491 | 15.4529 | 15.7567 | 16.049 | 17.2599 | 17.9887
27/04/1982 14:00:00 | 20.8163 | 19.1077 | 18.1425 | 17.1449 | 17.14 | 16.9991 | 17.7181 | 17.9377
27/04/1982 15:00:00 | 23.2999 | 21.2667 | 19.8769 | 18.61 | 18.1813 | 17.027 | 16.2614 | 15.1361
27/04/1982 16:00:00 | 22.7449 | 20.7584 | 19.3147 | 17.5869 | 16.2534 | 13.6596 | 11.9 | 10.2034
27/04/1982 17:00:00 | 18.7614 | 16.2361 | 14.7909 | 12.81 | 11.1058 | 8.4353 | 7.1603 | 6.1644
27/04/1982 18:00:00 | 13.585 | 11.3751 | 10.4956 | 8.9453 | 7.9831 | 6.6437 | 6.5446 | 6.6476
27/04/1982 19:00:00 | 12.202 | 11.03 | 11.1237 | 10.6315 | 10.2284 | 10.3261 | 11.5378 | 12.9059
27/04/1982 20:00:00 | 15.8967 | 16.338 | 16.8876 | 17.1377 | 16.9901 | 17.6752 | 18.2525 | 19.2059
27/04/1982 21:00:00 | 20.3395 | 20.2495 | 20.1617 | 19.7338 | 19.012 | 18.5808 | 17.5168 | 17.2018
27/04/1982 22:00:00 | 18.1062 | 16.7993 | 16.457 | 15.4026 | 14.0665 | 12.3968 | 10.4021 | 9.2531
27/04/1982 23:00:00 | 11.4777 | 10.4604 | 10.0671 | 9.0272 | 7.9357 | 6.2647 | 4.6879 | 3.7436
28/04/1982 00:00:00 | 8.5736 | 8.5729 | 8.2899 | 7.928 | 7.3561 | 6.6863 | 6.0946 | 5.761
28/04/1982 01:00:00 | 13.9716 | 15.0078 | 15.0781 | 15.88 | 16.5686 | 17.8575 | 18.9554 | 19.5552
28/04/1982 02:00:00 | 29.3397 | 30.8113 | 31.0789 | 32.3571 | 34.1794 | 36.9042 | 40.164 | 41.6813
28/04/1982 03:00:00 | 33.3282 | 37.0082 | 37.5134 | 40.0831 | 43.2787 | 48.3452 | 53.0607 | 55.1952
28/04/1982 04:00:00 | 22.9253 | 27.7918 | 29.052 | 32.8301 | 36.3006 | 43.1519 | 47.7577 | 50.6965
28/04/1982 05:00:00 | 18.7657 | 23.2367 | 25.3422 | 30.4353 | 34.8901 | 44.3408 | 52.8427 | 59.1975
28/04/1982 06:00:00 | 22.4526 | 32.9089 | 39.18 | 52.3813 | 62.632 | 83.2053 | 96.7432 | 106.2631
28/04/1982 07:00:00 | 50.6342 | 72.0642 | 81.198 | 97.8874 | 107.7677 | 126.134 | 133.6268 | 137.7747
28/04/1982 08:00:00 | 83.6084 | 95.0524 | 97.8407 | 102.9226 | 105.8188 | 111.6283 | 115.1448 | 117.4859
28/04/1982 09:00:00 | 72.6284 | 76.0744 | 77.6828 | 80.241 | 81.8852 | 86.3974 | 89.9949 | 93.7895
28/04/1982 10:00:00 | 62.0578 | 63.435 | 64.5114 | 65.7392 | 66.7427 | 71.6544 | 77.3208 | 83.5389
28/04/1982 11:00:00 | 56.0031 | 57.4519 | 59.7738 | 62.5551 | 65.0276 | 72.6447 | 79.8564 | 87.4296
28/04/1982 12:00:00 | 52.7441 | 55.8835 | 59.6813 | 64.1735 | 67.3268 | 75.3702 | 80.9076 | 86.9347
28/04/1982 13:00:00 | 49.1136 | 51.7219 | 55.4648 | 58.4716 | 60.6275 | 65.9747 | 68.9244 | 73.0283
28/04/1982 14:00:00 | 40.1268 | 40.5431 | 43.6596 | 45.0056 | 46.1227 | 49.1867 | 50.8257 | 53.4999
28/04/1982 15:00:00 | 28.1094 | 27.3546 | 30.3938 | 30.9795 | 31.7052 | 33.5572 | 35.2197 | 38.0998
28/04/1982 16:00:00 | 16.5941 | 15.2416 | 17.8576 | 17.9932 | 17.8824 | 19.1108 | 20.6207 | 23.6864
28/04/1982 17:00:00 | 5.2298 | 3.6099 | 4.79 | 4.5442 | 3.5163 | 3.5306 | 3.5052 | 4.9871
28/04/1982 18:00:00 | 0 | 0 | 0 | 0 | 0 | 0 | 0 | 0
28/04/1982 19:00:00 | 0 | 0 | 0 | 0 | 0 | 0 | 0 | 0
28/04/1982 20:00:00 | 0 | 0 | 0 | 0 | 0 | 0 | 0 | 0
28/04/1982 21:00:00 | 4.6118 | 5.1774 | 5.2197 | 5.3899 | 5.7658 | 6.3249 | 7.0445 | 7.4492
28/04/1982 22:00:00 | 18.5761 | 18.7972 | 20.4073 | 21.2784 | 21.5759 | 22.8076 | 23.8361 | 25.5605
28/04/1982 23:00:00 | 34.8295 | 36.6009 | 40.234 | 43.1357 | 43.5431 | 46.3292 | 45.4172 | 46.9787
29/04/1982 00:00:00 | 58.1454 | 54.6875 | 56.6201 | 57.0077 | 56.301 | 58.4223 | 58.2345 | 59.881
29/04/1982 01:00:00 | 62.6423 | 59.4746 | 61.1116 | 62.1981 | 63.7837 | 68.2723 | 72.9175 | 76.7483
29/04/1982 02:00:00 | 75.7629 | 83.1685 | 87.499 | 95.0564 | 101.9092 | 112.3771 | 119.572 | 123.0813
29/04/1982 03:00:00 | 115.0665 | 121.4321 | 126.0901 | 133.2416 | 139.429 | 148.1572 | 152.5892 | 155.1869
29/04/1982 04:00:00 | 155.1861 | 159.7496 | 162.9701 | 166.8825 | 169.1481 | 171.9329 | 171.9545 | 171.7355
29/04/1982 05:00:00 | 181.9848 | 183.5765 | 184.4634 | 184.9222 | 184.2943 | 183.0349 | 181.1755 | 179.9578
29/04/1982 06:00:00 | 198.6456 | 197.5344 | 198.6083 | 198.2741 | 196.8925 | 196.1111 | 194.9187 | 195.5045
29/04/1982 07:00:00 | 206.2259 | 205.265 | 207.8175 | 208.3181 | 206.9452 | 206.1879 | 204.2798 | 204.7767
29/04/1982 08:00:00 | 189.9144 | 188.0622 | 192.7437 | 194.4597 | 193.6533 | 196.1459 | 196.9684 | 201.4051
29/04/1982 09:00:00 | 175.244 | 177.8106 | 187.6042 | 194.3018 | 196.7113 | 204.5697 | 208.3788 | 215.398
29/04/1982 10:00:00 | 181.7935 | 187.2413 | 195.8226 | 201.8768 | 203.6883 | 206.3318 | 205.7087 | 207.1152
29/04/1982 11:00:00 | 177.0885 | 172.2655 | 174.9573 | 172.8526 | 167.1922 | 163.8405 | 154.8002 | 154.8017
29/04/1982 12:00:00 | 170.288 | 157.4728 | 169.5866 | 166.6363 | 158.2397 | 158.471 | 152.0697 | 162.6306
29/04/1982 13:00:00 | 200.2952 | 192.0383 | 211.1185 | 212.0964 | 208.8741 | 213.012 | 212.8102 | 225.0832
29/04/1982 14:00:00 | 237.5 | 237.5 | 237.5 | 237.5 | 237.5 | 237.5 | 237.5 | 237.5
29/04/1982 15:00:00 | 237.5 | 237.5 | 237.5 | 237.5 | 237.5 | 237.5 | 237.5 | 237.5
29/04/1982 16:00:00 | 237.5 | 237.5 | 237.5 | 237.5 | 237.5 | 237.5 | 237.5 | 237.5
29/04/1982 17:00:00 | 235.0148 | 234.8242 | 235.6771 | 235.7766 | 235.4636 | 235.0045 | 234.1157 | 233.9034
29/04/1982 18:00:00 | 211.783 | 208.8831 | 208.8242 | 207.0364 | 204.7598 | 201.8386 | 198.6901 | 197.7202
29/04/1982 19:00:00 | 169.9799 | 167.5013 | 170.176 | 170.3202 | 168.8016 | 168.5872 | 166.9014 | 168.2152
29/04/1982 20:00:00 | 157.5782 | 158.1173 | 164.4076 | 167.8942 | 168.2286 | 171.8859 | 171.6805 | 175.2097
29/04/1982 21:00:00 | 181.0779 | 180.9064 | 185.0121 | 186.4231 | 185.8234 | 186.647 | 185.0619 | 186.5034
29/04/1982 22:00:00 | 170.8286 | 165.1993 | 163.3627 | 158.7685 | 154.6948 | 148.135 | 141.8992 | 138.0064
29/04/1982 23:00:00 | 99.6796 | 92.2183 | 89.6272 | 85.361 | 82.7143 | 78.2157 | 74.4082 | 71.8767
30/04/1982 00:00:00 | 49.9508 | 45.6915 | 45.2627 | 43.6246 | 42.3632 | 41.0578 | 39.7226 | 39.6045
30/04/1982 01:00:00 | 36.1947 | 34.7786 | 35.584 | 35.2555 | 34.2825 | 33.8001 | 32.7279 | 33.1561
30/04/1982 02:00:00 | 36.7501 | 36.1517 | 37.587 | 37.7522 | 36.9385 | 36.7116 | 35.8768 | 36.5862
30/04/1982 03:00:00 | 41.7524 | 42.2619 | 43.4301 | 44.0288 | 43.9338 | 44.2937 | 44.0803 | 44.5616
30/04/1982 04:00:00 | 49.5419 | 49.5081 | 49.956 | 49.5966 | 48.8375 | 47.7391 | 46.159 | 45.5083
30/04/1982 05:00:00 | 47.7784 | 45.3647 | 44.787 | 42.6797 | 40.1716 | 36.7305 | 33.5867 | 32.1023
30/04/1982 06:00:00 | 34.0843 | 31.6381 | 31.2535 | 30.0163 | 28.9044 | 27.9435 | 27.158 | 27.1843
30/04/1982 07:00:00 | 42.793 | 44.3837 | 44.4108 | 45.8061 | 48.6204 | 52.7743 | 56.7665 | 58.7915
30/04/1982 08:00:00 | 91.3785 | 98.2864 | 100.577 | 105.2512 | 110.8704 | 119.9172 | 126.8646 | 131.2999
30/04/1982 09:00:00 | 148.7003 | 155.782 | 161.4381 | 165.7417 | 165.0767 | 166.2561 | 162.6134 | 162.5042
30/04/1982 10:00:00 | 176.7059 | 175.5702 | 174.6998 | 170.5996 | 164.2559 | 154.7819 | 146.0327 | 141.1695
30/04/1982 11:00:00 | 153.3942 | 142.7961 | 138.9224 | 130.4318 | 123.704 | 114.4736 | 109.3321 | 107.3413
30/04/1982 12:00:00 | 96.1892 | 92.3679 | 94.5642 | 93.9812 | 91.6615 | 90.8049 | 89.9133 | 92.4235
30/04/1982 13:00:00 | 91.7085 | 101.2417 | 108.1101 | 117.8861 | 124.8386 | 137.1332 | 146.062 | 153.0817
30/04/1982 14:00:00 | 182.9028 | 207.6866 | 216.424 | 228.6897 | 233.1216 | 237.5 | 237.5 | 237.5
30/04/1982 15:00:00 | 237.5 | 237.5 | 237.5 | 237.5 | 237.5 | 237.5 | 237.5 | 237.5
30/04/1982 16:00:00 | 237.5 | 237.5 | 237.5 | 237.5 | 237.5 | 237.5 | 237.5 | 237.5
30/04/1982 17:00:00 | 237.5 | 237.5 | 237.5 | 237.5 | 237.5 | 237.5 | 235.7562 | 230.1653
30/04/1982 18:00:00 | 237.5 | 237.5 | 231.9368 | 225.3948 | 216.9837 | 200.8575 | 188.72 | 176.9706
30/04/1982 19:00:00 | 224.123 | 217.7827 | 212.5687 | 206.9441 | 204.381 | 200.0857 | 204.1246 | 205.7448
30/04/1982 20:00:00 | 224.3863 | 225.8497 | 229.422 | 230.8147 | 230.4272 | 231.1272 | 232.1522 | 234.4045
30/04/1982 21:00:00 | 219.6967 | 220.4797 | 228.4107 | 230.2729 | 229.1156 | 229.269 | 228.6565 | 230.9295
30/04/1982 22:00:00 | 207.8512 | 209.1514 | 216.3474 | 221.0947 | 221.1363 | 224.2129 | 225.4321 | 228.2021
30/04/1982 23:00:00 | 209.2312 | 211.2828 | 214.5343 | 217.2074 | 217.2251 | 217.84 | 217.8564 | 218.8366
01/05/1982 00:00:00 | 186.0433 | 186.483 | 188.5631 | 190.8644 | 192.5668 | 195.4637 | 197.3677 | 199.1675
01/05/1982 01:00:00 | 174.1083 | 174.3981 | 174.3655 | 175.5876 | 176.9473 | 178.9257 | 179.8143 | 180.0798
01/05/1982 02:00:00 | 180.2966 | 177.132 | 174.7044 | 172.327 | 171.5553 | 170.7816 | 171.2489 | 171.6263
01/05/1982 03:00:00 | 175.7625 | 170.3545 | 168.6674 | 166.3963 | 166.6492 | 168.8828 | 172.6837 | 176.5975
01/05/1982 04:00:00 | 170.1705 | 165.5205 | 165.7262 | 165.5582 | 168.2807 | 174.1028 | 180.6496 | 186.4723
01/05/1982 05:00:00 | 170.2207 | 169.5954 | 171.2134 | 173.3303 | 177.1745 | 183.2532 | 188.3525 | 191.9634
01/05/1982 06:00:00 | 183.0026 | 185.425 | 187.2053 | 189.0266 | 190.6593 | 192.4138 | 193.5826 | 194.0954
01/05/1982 07:00:00 | 183.5082 | 185.5181 | 189.4228 | 192.2024 | 193.7505 | 196.778 | 198.8414 | 201.6249
01/05/1982 08:00:00 | 168.9203 | 174.0617 | 181.4481 | 188.0782 | 191.7528 | 198.711 | 201.9368 | 205.9782
01/05/1982 09:00:00 | 151.1766 | 157.1226 | 164.1547 | 170.0324 | 172.4863 | 177.3561 | 179.2713 | 182.6044
01/05/1982 10:00:00 | 119.6877 | 122.0273 | 125.4625 | 128.4955 | 130.9545 | 135.7632 | 140.7655 | 145.5471
01/05/1982 11:00:00 | 95.9639 | 99.9329 | 101.9428 | 105.8193 | 111.1762 | 120.331 | 129.0809 | 135.9111
01/05/1982 12:00:00 | 99.6908 | 111.876 | 117.3406 | 126.4402 | 135.3926 | 148.2725 | 155.8988 | 160.1754
01/05/1982 13:00:00 | 137.533 | 153.8514 | 160.6901 | 168.8003 | 173.8536 | 175.596 | 174.0727 | 170.1684
01/05/1982 14:00:00 | 176.3731 | 184.1558 | 182.8762 | 181.3187 | 181.8158 | 165.1101 | 159.8658 | 148.1256
01/05/1982 15:00:00 | 137.985 | 132.2929 | 108.7306 | 97.6569 | 96.6111 | 76.3983 | 70.1742 | 57.2496
01/05/1982 16:00:00 | 31.9856 | 27.792 | 19.3034 | 16.7011 | 18.0762 | 16.8381 | 19.9273 | 19.0797
01/05/1982 17:00:00 | 7.1911 | 11.3353 | 12.1091 | 17.8396 | 23.4425 | 34.3648 | 46.2828 | 53.947
01/05/1982 18:00:00 | 35.878 | 49.208 | 52.5894 | 64.0873 | 71.5622 | 84.9919 | 91.5137 | 93.1644
01/05/1982 19:00:00 | 63.4637 | 68.9527 | 62.9178 | 63.8578 | 68.268 | 70.5477 | 76.7263 | 73.8988
01/05/1982 20:00:00 | 73.3443 | 87.8602 | 83.0295 | 88.732 | 101.4036 | 113.9599 | 132.433 | 131.757
01/05/1982 21:00:00 | 159.3994 | 180.4257 | 181.0904 | 190.1926 | 202.7613 | 214.8622 | 227.5265 | 228.7951
01/05/1982 22:00:00 | 237.0094 | 237.5 | 237.5 | 237.5 | 237.5 | 237.5 | 237.5 | 237.5
01/05/1982 23:00:00 | 237.5 | 237.5 | 237.5 | 237.5 | 237.5 | 237.5 | 237.5 | 237.5
02/05/1982 00:00:00 | 237.5 | 237.5 | 237.5 | 237.5 | 237.5 | 237.5 | 237.5 | 237.5
02/05/1982 01:00:00 | 237.5 | 237.5 | 237.5 | 237.5 | 237.5 | 237.5 | 237.5 | 237.5
02/05/1982 02:00:00 | 237.5 | 237.5 | 237.5 | 237.5 | 237.5 | 237.5 | 237.5 | 237.5
02/05/1982 03:00:00 | 196.6305 | 197.1419 | 199.6009 | 200.9912 | 200.0885 | 199.8214 | 196.4173 | 195.595
02/05/1982 04:00:00 | 147.6557 | 149.0116 | 151.1358 | 152.4494 | 151.6693 | 151.8117 | 149.7086 | 149.7639
02/05/1982 05:00:00 | 114.5965 | 115.6136 | 118.0907 | 119.5211 | 119.255 | 120.5019 | 120.8316 | 122.8237
02/05/1982 06:00:00 | 94.2295 | 95.3175 | 98.3162 | 100.3211 | 100.8108 | 103.2013 | 104.8245 | 107.8951
02/05/1982 07:00:00 | 78.6874 | 79.9472 | 82.9449 | 84.8658 | 85.2536 | 87.3155 | 88.035 | 90.399
02/05/1982 08:00:00 | 63.3972 | 63.9026 | 66.1975 | 67.3015 | 66.9709 | 67.8016 | 67.2404 | 68.343
02/05/1982 09:00:00 | 47.6049 | 47.053 | 48.7906 | 49.1385 | 48.2345 | 48.1261 | 46.7056 | 47.1365
02/05/1982 10:00:00 | 36.7312 | 37.318 | 38.447 | 39.2343 | 39.5069 | 40.4485 | 40.8855 | 41.5836
02/05/1982 11:00:00 | 38.9792 | 43.8613 | 46.1875 | 50.3786 | 52.9016 | 56.8183 | 60.2434 | 62.3247
02/05/1982 12:00:00 | 75.9998 | 88.7301 | 91.9647 | 98.6376 | 102.432 | 106.0226 | 106.1894 | 104.281
02/05/1982 13:00:00 | 121.8258 | 141.4676 | 148.9535 | 160.2755 | 167.7034 | 175.3628 | 177.6043 | 176.9889
02/05/1982 14:00:00 | 122.9246 | 148.4494 | 165.5192 | 187.5387 | 201.4185 | 221.0809 | 230.2238 | 234.835
02/05/1982 15:00:00 | 145.3124 | 179.503 | 197.3239 | 221.5573 | 232.1673 | 237.5 | 237.5 | 237.5
02/05/1982 16:00:00 | 199.0539 | 228.5788 | 236.375 | 237.5 | 237.5 | 237.5 | 237.5 | 237.5
02/05/1982 17:00:00 | 233.7823 | 237.5 | 237.5 | 237.5 | 237.5 | 237.5 | 237.5 | 237.5
02/05/1982 18:00:00 | 237.5 | 237.5 | 237.5 | 237.5 | 237.5 | 237.5 | 237.5 | 237.5
02/05/1982 19:00:00 | 237.5 | 237.5 | 237.5 | 237.5 | 237.5 | 237.5 | 237.5 | 237.5
02/05/1982 20:00:00 | 237.5 | 237.5 | 237.5 | 237.5 | 237.5 | 237.5 | 237.5 | 237.5
02/05/1982 21:00:00 | 237.5 | 237.5 | 237.5 | 237.5 | 237.5 | 237.5 | 237.5 | 237.5
02/05/1982 22:00:00 | 237.5 | 237.5 | 237.5 | 237.5 | 237.5 | 237.5 | 237.5 | 237.5
02/05/1982 23:00:00 | 237.5 | 237.5 | 237.5 | 237.5 | 237.5 | 237.5 | 237.5 | 237.5
03/05/1982 00:00:00 | 237.5 | 237.5 | 237.5 | 237.5 | 237.5 | 237.5 | 237.5 | 237.5
03/05/1982 01:00:00 | 237.5 | 237.5 | 237.5 | 237.5 | 237.5 | 237.5 | 237.5 | 237.5
03/05/1982 02:00:00 | 237.5 | 237.5 | 237.5 | 237.5 | 237.5 | 237.5 | 237.5 | 237.5
03/05/1982 03:00:00 | 237.5 | 237.5 | 237.5 | 237.5 | 237.5 | 237.5 | 237.5 | 237.5
03/05/1982 04:00:00 | 237.5 | 237.5 | 237.5 | 237.5 | 237.5 | 237.5 | 237.5 | 237.5
03/05/1982 05:00:00 | 237.5 | 237.5 | 237.5 | 237.5 | 237.5 | 237.5 | 237.5 | 237.5
03/05/1982 06:00:00 | 237.5 | 237.5 | 237.5 | 237.5 | 237.5 | 237.5 | 237.5 | 237.5
03/05/1982 07:00:00 | 237.5 | 237.5 | 237.5 | 237.5 | 237.5 | 237.5 | 237.5 | 237.5
03/05/1982 08:00:00 | 237.5 | 237.5 | 237.5 | 237.5 | 237.5 | 237.5 | 237.5 | 237.5
03/05/1982 09:00:00 | 237.5 | 237.5 | 237.5 | 237.5 | 237.5 | 237.5 | 237.5 | 237.5
03/05/1982 10:00:00 | 237.5 | 237.5 | 237.5 | 237.4057 | 233.6077 | 232.326 | 236.097 | 237.5
03/05/1982 11:00:00 | 237.5 | 237.5 | 232.9232 | 228.0176 | 227.4337 | 230.7419 | 235.2135 | 237.5
03/05/1982 12:00:00 | 237.5 | 237.5 | 237.5 | 237.5 | 237.5 | 237.5 | 237.5 | 237.5
03/05/1982 13:00:00 | 237.5 | 237.5 | 237.5 | 237.5 | 237.5 | 237.5 | 237.5 | 237.5
03/05/1982 14:00:00 | 237.5 | 237.5 | 237.5 | 237.5 | 237.5 | 237.5 | 237.5 | 237.5
03/05/1982 15:00:00 | 237.5 | 237.5 | 237.5 | 237.5 | 237.5 | 237.5 | 237.5 | 237.5
03/05/1982 16:00:00 | 237.5 | 237.5 | 237.5 | 237.5 | 237.5 | 237.5 | 237.5 | 237.5
03/05/1982 17:00:00 | 237.5 | 237.5 | 237.5 | 237.5 | 237.5 | 237.5 | 237.5 | 237.5
03/05/1982 18:00:00 | 237.5 | 237.5 | 237.5 | 237.5 | 237.5 | 237.5 | 237.5 | 237.5
03/05/1982 19:00:00 | 237.5 | 237.5 | 237.5 | 237.5 | 237.5 | 237.5 | 237.5 | 237.5
03/05/1982 20:00:00 | 237.5 | 237.5 | 237.5 | 237.5 | 237.5 | 237.5 | 237.5 | 237.5
03/05/1982 21:00:00 | 237.5 | 237.5 | 237.5 | 237.5 | 237.5 | 237.5 | 237.5 | 235.3383
03/05/1982 22:00:00 | 237.5 | 237.5 | 237.5 | 237.5 | 237.5 | 237.5 | 237.5 | 237.5
03/05/1982 23:00:00 | 237.5 | 237.5 | 237.5 | 237.5 | 237.5 | 237.5 | 237.5 | 237.5
04/05/1982 00:00:00 | 237.5 | 237.5 | 237.5 | 237.5 | 237.5 | 237.2461 | 235.6743 | 235.5772
04/05/1982 01:00:00 | 205.8087 | 220.9884 | 226.7942 | 229.3235 | 228.5019 | 229.4118 | 229.2635 | 230.8958
04/05/1982 02:00:00 | 208.5037 | 226.7493 | 227.8543 | 229.6193 | 228.7189 | 228.9052 | 228.2206 | 228.6015
04/05/1982 03:00:00 | 229.7774 | 234.6338 | 233.7287 | 233.1282 | 232.0613 | 230.7053 | 229.5381 | 228.7325
04/05/1982 04:00:00 | 230.1107 | 233.8326 | 234.1317 | 233.9518 | 233.498 | 232.9242 | 232.6599 | 232.8197
04/05/1982 05:00:00 | 208.7271 | 223.8107 | 228.1884 | 230.2043 | 229.9171 | 229.974 | 229.0004 | 229.329
04/05/1982 06:00:00 | 184.6839 | 204.529 | 214.1515 | 222.9704 | 223.6873 | 226.3712 | 224.4849 | 225.752
04/05/1982 07:00:00 | 198.5867 | 209.514 | 216.4389 | 223.5493 | 223.3542 | 223.8342 | 219.1991 | 217.424
04/05/1982 08:00:00 | 219.8324 | 216.027 | 214.9166 | 212.0099 | 206.5985 | 197.8942 | 188.5905 | 183.0749
04/05/1982 09:00:00 | 206.1553 | 194.8094 | 187.2472 | 175.5916 | 165.4435 | 153.2647 | 146.3408 | 144.039
04/05/1982 10:00:00 | 158.152 | 151.0267 | 145.373 | 136.015 | 126.7618 | 116.9182 | 110.0344 | 107.3969
04/05/1982 11:00:00 | 115.2114 | 115.3381 | 114.1059 | 111.3304 | 106.679 | 100.3665 | 94.5184 | 90.7365
04/05/1982 12:00:00 | 100.1553 | 106.1181 | 107.885 | 110.3693 | 109.5023 | 107.0648 | 102.7498 | 99.3941
04/05/1982 13:00:00 | 103.601 | 114.7176 | 118.1853 | 123.5346 | 124.9294 | 124.9883 | 120.4397 | 116.0293
04/05/1982 14:00:00 | 107.726 | 121.4238 | 127.1895 | 135.522 | 137.7157 | 138.3468 | 132.9078 | 127.8787
04/05/1982 15:00:00 | 103.8149 | 118.1462 | 123.927 | 132.3306 | 135.7777 | 138.0589 | 135.3245 | 131.743
04/05/1982 16:00:00 | 87.5534 | 100.8679 | 106.7764 | 115.886 | 121.0585 | 127.2918 | 129.7205 | 130.4016
04/05/1982 17:00:00 | 65.1099 | 76.7895 | 83.487 | 92.2266 | 97.475 | 105.1825 | 110.6757 | 114.7755
04/05/1982 18:00:00 | 49.8464 | 60.226 | 64.6743 | 71.6255 | 76.6887 | 83.5764 | 88.662 | 91.5355
04/05/1982 19:00:00 | 43.833 | 52.8363 | 54.5369 | 58.9392 | 62.8446 | 67.932 | 72.0506 | 73.7887
04/05/1982 20:00:00 | 42.1742 | 49.1338 | 49.9703 | 52.6911 | 55.0247 | 57.72 | 61.3545 | 62.604
04/05/1982 21:00:00 | 38.6338 | 44.2569 | 46.9406 | 50.8147 | 53.2324 | 56.152 | 58.9455 | 60.5577
04/05/1982 22:00:00 | 33.7568 | 37.2183 | 40.6651 | 43.575 | 44.1233 | 45.7266 | 44.3895 | 44.6048
04/05/1982 23:00:00 | 31.1065 | 30.5392 | 30.8965 | 29.5058 | 26.7948 | 23.9098 | 20.1958 | 18.8569
05/05/1982 00:00:00 | 18.6417 | 18.4968 | 17.8768 | 16.623 | 14.7003 | 12.5761 | 10.8901 | 10.1497
05/05/1982 01:00:00 | 6.0486 | 7.891 | 8.2446 | 9.2242 | 9.7884 | 11.0823 | 10.9306 | 10.6969
05/05/1982 02:00:00 | 3.1514 | 5.7701 | 5.8213 | 6.5182 | 6.8993 | 7.465 | 7.2002 | 6.7181
05/05/1982 03:00:00 | 2.4 | 3.9592 | 3.1613 | 2.4411 | 2.0281 | 1.5779 | 1.4842 | 1.3892
05/05/1982 04:00:00 | 0.19534 | 0.55544 | 0.4796 | 0.31589 | 0.26168 | 0.33322 | 0.50837 | 0.78275
05/05/1982 05:00:00 | 0 | 0.53512 | 0.96426 | 1.3358 | 1.7309 | 2.9318 | 4.1678 | 5.3631
05/05/1982 06:00:00 | 0.51376 | 2.0152 | 3.3123 | 4.9991 | 6.6705 | 9.7207 | 13.1283 | 16.0192
05/05/1982 07:00:00 | 1.1143 | 4.6538 | 7.1128 | 10.9687 | 14.328 | 21.4973 | 26.2662 | 30.5227
05/05/1982 08:00:00 | 4.2978 | 9.1403 | 13.3561 | 19.506 | 23.2608 | 30.783 | 34.0506 | 37.5665
05/05/1982 09:00:00 | 10.6092 | 16.3795 | 20.6935 | 25.8387 | 27.8631 | 31.8537 | 32.2381 | 33.3078
05/05/1982 10:00:00 | 19.399 | 22.8186 | 24.8781 | 26.7082 | 27.0226 | 27.3324 | 26.3716 | 25.9648
05/05/1982 11:00:00 | 21.921 | 22.6612 | 22.7493 | 22.5111 | 21.8975 | 20.7713 | 19.509 | 18.7086
05/05/1982 12:00:00 | 16.7941 | 15.7309 | 15.098 | 13.9961 | 13.2295 | 11.9094 | 10.9132 | 10.2403
05/05/1982 13:00:00 | 9.4089 | 8.0585 | 7.5891 | 6.6378 | 5.9784 | 5.0759 | 4.3659 | 4.0196
05/05/1982 14:00:00 | 5.0459 | 3.7187 | 3.2234 | 2.2728 | 1.6784 | 1.1668 | 0.67322 | 0.48692
05/05/1982 15:00:00 | 1.546 | 0.79891 | 0.43491 | 0 | 0 | 0 | 0 | 0
05/05/1982 16:00:00 | 0.28793 | 0 | 0 | 0 | 0 | 0 | 0 | 0
05/05/1982 17:00:00 | 1.5912 | 1.0861 | 0.76985 | 0.49948 | 0.47966 | 0.22945 | 0.049744 | 0
05/05/1982 18:00:00 | 4.6384 | 4.1704 | 3.4148 | 2.9475 | 3.01 | 2.6713 | 2.6223 | 2.1341
05/05/1982 19:00:00 | 7.2771 | 7.0773 | 5.8524 | 5.328 | 5.3947 | 5.0072 | 5.0646 | 4.4786
05/05/1982 20:00:00 | 11.604 | 11.3046 | 9.4009 | 8.8009 | 8.809 | 8.249 | 8.1637 | 7.3485
05/05/1982 21:00:00 | 18.8211 | 18.1995 | 16.1491 | 15.245 | 15.0825 | 14.0005 | 13.7833 | 12.6342
05/05/1982 22:00:00 | 28.2373 | 27.2417 | 25.0419 | 23.8973 | 23.6511 | 22.0646 | 21.9108 | 20.4155
05/05/1982 23:00:00 | 41.5359 | 40.3946 | 37.5793 | 36.0624 | 35.7177 | 33.6275 | 33.1132 | 31.0696
06/05/1982 00:00:00 | 60.4514 | 59.2017 | 56.8472 | 55.8859 | 55.9243 | 53.1739 | 52.145 | 48.9962
06/05/1982 01:00:00 | 84.8332 | 84.0756 | 81.0992 | 80.3119 | 81.0797 | 77.7989 | 76.3786 | 71.5824
06/05/1982 02:00:00 | 91.6295 | 94.3835 | 93.0325 | 94.5963 | 95.3945 | 92.9913 | 90.0407 | 85.0065
06/05/1982 03:00:00 | 79.6553 | 83.1863 | 83.5442 | 85.7444 | 86.9054 | 86.942 | 86.2531 | 84.1956
06/05/1982 04:00:00 | 75.9095 | 77.6587 | 77.1196 | 77.7046 | 78.8953 | 79.7001 | 81.3394 | 81.5015
06/05/1982 05:00:00 | 74.895 | 77.2779 | 77.055 | 78.0584 | 79.2166 | 80.6545 | 81.108 | 80.9188
06/05/1982 06:00:00 | 45.0757 | 46.4009 | 49.0707 | 52.1272 | 54.9767 | 60.4635 | 63.7406 | 66.8445
06/05/1982 07:00:00 | 32.3891 | 31.1179 | 33.773 | 34.5762 | 33.0146 | 32.8867 | 32.3286 | 34.3226
06/05/1982 08:00:00 | 54.9363 | 51.0105 | 49.2098 | 45.6217 | 40.5924 | 36.851 | 34.4655 | 35.2907
06/05/1982 09:00:00 | 91.7024 | 87.924 | 76.3224 | 68.5728 | 66.6631 | 60.7752 | 59.8599 | 56.043
06/05/1982 10:00:00 | 95.0733 | 97.3032 | 90.4679 | 86.976 | 86.8936 | 75.8948 | 73.1014 | 64.6815
06/05/1982 11:00:00 | 57.4998 | 64.8981 | 72.7736 | 81.4891 | 83.4981 | 79.7551 | 80.6118 | 78.3262
06/05/1982 12:00:00 | 25.8892 | 31.8695 | 41.6873 | 53.4537 | 58.3564 | 64.7457 | 69.8645 | 74.0621
06/05/1982 13:00:00 | 16.1603 | 22.4851 | 29.4345 | 38.6862 | 43.7099 | 51.8754 | 57.5636 | 62.9962
06/05/1982 14:00:00 | 16.0824 | 25.3762 | 32.7591 | 43.3527 | 48.2529 | 57.7174 | 63.8612 | 70.0749
06/05/1982 15:00:00 | 20.155 | 35.4162 | 47.7771 | 65.3604 | 71.8926 | 85.3414 | 90.9603 | 98.328
06/05/1982 16:00:00 | 45.1909 | 68.7003 | 83.1616 | 100.8786 | 106.9715 | 120.0124 | 125.7139 | 133.7238
06/05/1982 17:00:00 | 83.5669 | 102.8591 | 112.8571 | 124.6814 | 130.1276 | 143.3466 | 150.466 | 159.4473
06/05/1982 18:00:00 | 91.3423 | 108.2439 | 119.7045 | 133.9512 | 141.7974 | 158.181 | 165.8572 | 174.6621
06/05/1982 19:00:00 | 92.3613 | 109.0529 | 120.7576 | 135.2446 | 142.863 | 158.5695 | 165.6582 | 173.7678
06/05/1982 20:00:00 | 107.6144 | 119.8384 | 128.5062 | 138.5731 | 142.715 | 154.6084 | 161.3071 | 170.3794
06/05/1982 21:00:00 | 130.7237 | 138.0569 | 149.1631 | 158.2436 | 160.8431 | 171.4723 | 177.2399 | 187.4094
06/05/1982 22:00:00 | 141.6705 | 149.2322 | 160.4937 | 168.3726 | 170.3517 | 177.0951 | 178.526 | 184.4273
06/05/1982 23:00:00 | 140.825 | 146.3538 | 155.471 | 160.946 | 160.8554 | 166.4511 | 167.0207 | 173.5668
07/05/1982 00:00:00 | 141.0465 | 146.7635 | 156.3857 | 164.5101 | 168.347 | 179.5548 | 185.5886 | 194.8641
07/05/1982 01:00:00 | 147.8008 | 160.405 | 169.3726 | 180.9229 | 189.3497 | 203.6566 | 210.4481 | 215.8595
07/05/1982 02:00:00 | 154.3781 | 166.578 | 172.7566 | 181.8597 | 188.0229 | 197.4146 | 200.9324 | 202.8929
07/05/1982 03:00:00 | 133.7685 | 144.569 | 151.2969 | 160.1182 | 166.1056 | 175.6459 | 181.6017 | 186.1771
07/05/1982 04:00:00 | 134.5314 | 149.1138 | 156.3363 | 166.7713 | 173.415 | 184.1955 | 193.3488 | 199.7417
07/05/1982 05:00:00 | 151.6071 | 164.7029 | 169.8565 | 178.519 | 187.2277 | 199.7423 | 211.5071 | 218.2691
07/05/1982 06:00:00 | 172.2681 | 189.6675 | 196.3346 | 207.6684 | 218.1003 | 229.8831 | 235.4847 | 237.5
07/05/1982 07:00:00 | 228.5338 | 236.4898 | 237.5 | 237.5 | 237.5 | 237.5 | 237.5 | 237.5
07/05/1982 08:00:00 | 237.5 | 237.5 | 237.5 | 237.5 | 237.5 | 234.7391 | 226.0883 | 218.7653
07/05/1982 09:00:00 | 217.4187 | 196.1606 | 196.8856 | 183.6676 | 167.6064 | 148.2186 | 127.2186 | 121.397
07/05/1982 10:00:00 | 122.1701 | 106.6195 | 105.851 | 100.4047 | 95.9617 | 89.3815 | 84.6404 | 83.181
07/05/1982 11:00:00 | 90.8298 | 91.6051 | 91.1536 | 92.0607 | 95.3589 | 95.4871 | 100.9613 | 100.7986
07/05/1982 12:00:00 | 114.0033 | 113.7755 | 103.0432 | 95.5598 | 96.7425 | 87.031 | 88.5097 | 85.2173
07/05/1982 13:00:00 | 79.5276 | 72.784 | 60.5884 | 52.0964 | 50.079 | 44.2028 | 42.1067 | 40.3102
07/05/1982 14:00:00 | 31.4388 | 26.9751 | 24.3203 | 22.4983 | 20.5162 | 20.394 | 20.0979 | 21.2457
07/05/1982 15:00:00 | 18.303 | 16.0567 | 17.0466 | 17.4983 | 16.2369 | 16.3239 | 16.3416 | 17.8574
07/05/1982 16:00:00 | 17.3676 | 15.9282 | 17.6057 | 17.9995 | 17.3736 | 16.8003 | 15.9779 | 16.2586
07/05/1982 17:00:00 | 16.2634 | 14.6697 | 15.6455 | 15.1277 | 14.2348 | 13.0874 | 11.4109 | 10.9369
07/05/1982 18:00:00 | 12.5059 | 10.9804 | 11.7885 | 11.0449 | 9.902 | 8.7601 | 7.3888 | 7.3048
07/05/1982 19:00:00 | 10.8311 | 9.0956 | 9.7933 | 8.898 | 7.9755 | 6.9798 | 5.6722 | 5.6744
07/05/1982 20:00:00 | 8.7876 | 7.405 | 7.7986 | 7.0068 | 6.1438 | 5.4965 | 4.3193 | 4.3582
07/05/1982 21:00:00 | 6.7312 | 5.64 | 6.4108 | 6.1176 | 5.4472 | 5.0685 | 4.4123 | 4.7676
07/05/1982 22:00:00 | 5.9772 | 5.2336 | 6.1425 | 6.0802 | 5.818 | 4.6378 | 4.7209 | 4.6412
07/05/1982 23:00:00 | 5.2224 | 4.7099 | 4.4312 | 3.7488 | 3.9564 | 1.4971 | 1.6623 | 0.66612
08/05/1982 00:00:00 | 1.6888 | 1.5557 | 0.68407 | 0.42327 | 0.50922 | 0 | 0.093963 | 0.64452
08/05/1982 01:00:00 | 0.21114 | 0.51165 | 1.875 | 3.9908 | 4.3093 | 6.6947 | 8.4445 | 14.9647
08/05/1982 02:00:00 | 4.4109 | 6.0214 | 12.3241 | 17.449 | 19.4195 | 24.726 | 29.8328 | 39.5355
08/05/1982 03:00:00 | 11.3821 | 15.2932 | 21.2613 | 25.0855 | 27.8341 | 32.2425 | 36.549 | 42.0169
08/05/1982 04:00:00 | 12.3556 | 17.6991 | 20.7709 | 23.3795 | 25.6977 | 27.887 | 30.7402 | 32.3284
08/05/1982 05:00:00 | 8.5053 | 12.9317 | 14.047 | 15.9832 | 17.8917 | 18.8809 | 20.1659 | 19.7352
08/05/1982 06:00:00 | 4.2488 | 6.8627 | 7.0255 | 7.8663 | 8.9387 | 9.2247 | 9.9189 | 9.0518
08/05/1982 07:00:00 | 0.73675 | 2.0331 | 1.8433 | 2.2123 | 3.1917 | 3.1408 | 3.4708 | 2.5332
08/05/1982 08:00:00 | 0 | 0 | 0 | 0 | 0 | 0 | 0 | 0
08/05/1982 09:00:00 | 0 | 0 | 0 | 0 | 0 | 0 | 0 | 0
08/05/1982 10:00:00 | 0 | 0 | 0 | 0 | 0 | 0 | 0 | 0
08/05/1982 11:00:00 | 0.2605 | 0 | 0.075208 | 0.37692 | 0.40253 | 0.5262 | 0.83829 | 1.2899
08/05/1982 12:00:00 | 9.8595 | 8.0167 | 7.7826 | 7.2563 | 7.0745 | 6.5957 | 6.5181 | 6.4386
08/05/1982 13:00:00 | 22.5217 | 19.5256 | 17.8468 | 15.9066 | 15.2674 | 13.5222 | 12.6603 | 11.493
08/05/1982 14:00:00 | 34.8964 | 31.4322 | 28.7399 | 25.9261 | 24.8591 | 21.6071 | 19.9283 | 17.8406
08/05/1982 15:00:00 | 44.3563 | 40.6643 | 36.9965 | 33.5752 | 32.1153 | 27.5773 | 25.7038 | 22.9808
08/05/1982 16:00:00 | 43.7095 | 40.3128 | 35.8202 | 32.4227 | 30.908 | 26.8298 | 25.0401 | 22.3591
08/05/1982 17:00:00 | 41.194 | 38.5238 | 35.0266 | 32.3332 | 31.0477 | 27.8897 | 26.1714 | 24.0453
08/05/1982 18:00:00 | 43.7443 | 41.9468 | 39.7706 | 37.8792 | 37.0143 | 35.1206 | 33.7796 | 32.1959
08/05/1982 19:00:00 | 50.4785 | 49.3334 | 47.8301 | 46.5397 | 45.7254 | 43.9789 | 42.5255 | 40.8751
08/05/1982 20:00:00 | 53.1492 | 52.1349 | 49.9783 | 48.2381 | 47.0055 | 44.13 | 42.3411 | 40.0732
08/05/1982 21:00:00 | 43.616 | 41.9824 | 39.2028 | 36.9958 | 35.9769 | 33.4843 | 32.009 | 29.8538
08/05/1982 22:00:00 | 30.2775 | 28.4733 | 26.1532 | 24.4351 | 23.7135 | 21.5039 | 20.0048 | 18.159
08/05/1982 23:00:00 | 22.7066 | 21.3584 | 19.5777 | 18.2311 | 17.5976 | 15.636 | 14.1623 | 12.619
09/05/1982 00:00:00 | 19.2505 | 18.7009 | 17.2469 | 16.1567 | 15.7007 | 13.957 | 12.7302 | 11.1417
09/05/1982 01:00:00 | 15.0785 | 14.5179 | 13.2181 | 12.2114 | 11.775 | 10.4173 | 9.5204 | 8.6019
09/05/1982 02:00:00 | 11.768 | 10.9284 | 9.8051 | 9.0258 | 8.7753 | 8.3093 | 8.2122 | 8.0726
09/05/1982 03:00:00 | 11.3555 | 10.6443 | 9.836 | 9.2721 | 9.1968 | 8.965 | 8.929 | 8.8651
09/05/1982 04:00:00 | 9.7299 | 9.6596 | 9.4436 | 9.3405 | 9.2005 | 8.8664 | 8.3319 | 7.951
09/05/1982 05:00:00 | 7.5401 | 7.6154 | 7.5233 | 7.5385 | 7.4099 | 7.1696 | 6.5879 | 6.1966
09/05/1982 06:00:00 | 7.2388 | 7.1331 | 6.8137 | 6.585 | 6.4373 | 5.9832 | 5.5867 | 5.198
09/05/1982 07:00:00 | 7.9974 | 7.6969 | 7.275 | 6.8738 | 6.5952 | 5.9237 | 5.5273 | 5.1687
09/05/1982 08:00:00 | 8.2679 | 7.7568 | 7.012 | 6.2745 | 5.82 | 4.9286 | 4.6106 | 4.2766
09/05/1982 09:00:00 | 7.358 | 6.5377 | 5.5987 | 4.7084 | 4.2917 | 3.6511 | 3.6623 | 3.6381
09/05/1982 10:00:00 | 6.4766 | 5.1752 | 4.2079 | 3.2664 | 2.9092 | 2.6094 | 2.839 | 3.0946
09/05/1982 11:00:00 | 8.0896 | 6.3503 | 5.1742 | 3.9635 | 3.4651 | 2.5923 | 2.3138 | 1.9622
09/05/1982 12:00:00 | 10.8065 | 8.4074 | 7.0087 | 5.5991 | 5.0109 | 3.4235 | 2.1802 | 1.1922
09/05/1982 13:00:00 | 11.2534 | 8.5411 | 7.193 | 5.8425 | 5.0528 | 2.9909 | 1.3925 | 0.17075
09/05/1982 14:00:00 | 13.5134 | 10.1327 | 8.5919 | 6.9324 | 5.8074 | 3.4735 | 1.6463 | 0.56941
09/05/1982 15:00:00 | 18.0906 | 13.9057 | 11.9585 | 9.3335 | 8.0351 | 5.52 | 3.5427 | 1.9551
09/05/1982 16:00:00 | 19.4084 | 14.702 | 12.2521 | 9.3391 | 7.8664 | 5.1067 | 2.9599 | 1.438
09/05/1982 17:00:00 | 22.5011 | 16.4971 | 12.8473 | 9.1558 | 7.3109 | 3.9566 | 1.6394 | 0.27577
09/05/1982 18:00:00 | 28.5548 | 21.4572 | 17.0818 | 12.5611 | 9.81 | 5.9298 | 3.1847 | 1.1872
09/05/1982 19:00:00 | 32.4969 | 25.7442 | 21.4549 | 16.8821 | 13.8523 | 9.0608 | 6.3188 | 3.9515
09/05/1982 20:00:00 | 36.1546 | 30.0557 | 25.8424 | 21.4928 | 18.4101 | 13.1524 | 9.7161 | 7.3779
09/05/1982 21:00:00 | 39.9361 | 33.2845 | 29.7847 | 25.6395 | 22.8545 | 17.8209 | 14.2869 | 11.7444
09/05/1982 22:00:00 | 32.8217 | 28.4111 | 26.9056 | 24.7821 | 23.1265 | 19.5073 | 16.5358 | 14.0711
09/05/1982 23:00:00 | 23.1704 | 20.884 | 19.7545 | 18.4047 | 17.4818 | 15.2357 | 12.8315 | 10.8581
10/05/1982 00:00:00 | 18.5826 | 16.3161 | 14.6267 | 13.1883 | 12.7273 | 11.5634 | 9.783 | 8.4688
10/05/1982 01:00:00 | 15.6439 | 13.3639 | 12.4081 | 11.3491 | 10.9855 | 9.8526 | 8.7988 | 7.9495
10/05/1982 02:00:00 | 13.8163 | 12.3761 | 11.2172 | 9.8629 | 9.1245 | 7.6706 | 6.6069 | 5.5995
10/05/1982 03:00:00 | 10.0128 | 9.4711 | 8.3158 | 7.302 | 6.8051 | 5.5043 | 4.2733 | 3.0287
10/05/1982 04:00:00 | 5.9407 | 5.3899 | 4.5331 | 3.7265 | 3.321 | 2.1519 | 1.4042 | 0.71129
10/05/1982 05:00:00 | 2.9786 | 1.8989 | 1.5065 | 1.004 | 0.72754 | 0 | 0 | 0
10/05/1982 06:00:00 | 0.53947 | 0 | 0 | 0 | 0 | 0 | 0 | 0
10/05/1982 07:00:00 | 0 | 0 | 0 | 0 | 0 | 0 | 0 | 0
10/05/1982 08:00:00 | 0 | 0 | 0 | 0 | 0 | 0 | 0 | 0
10/05/1982 09:00:00 | 0 | 0 | 0 | 0 | 0 | 0 | 0 | 0
10/05/1982 10:00:00 | 0 | 0 | 0 | 0 | 0 | 0 | 0 | 0
10/05/1982 11:00:00 | 0 | 0 | 0 | 0 | 0 | 0 | 0 | 0
10/05/1982 12:00:00 | 0 | 0 | 0 | 0 | 0 | 0 | 0 | 0
10/05/1982 13:00:00 | 3.8882 | 1.2639 | 0 | 0 | 0 | 0 | 0 | 0
10/05/1982 14:00:00 | 7.8891 | 4.7039 | 1.9717 | 0.31235 | 0 | 0 | 0 | 0
10/05/1982 15:00:00 | 11.72 | 7.9178 | 5.3599 | 2.8794 | 1.6055 | 0 | 0 | 0
10/05/1982 16:00:00 | 15.6311 | 11.2532 | 8.3841 | 5.9056 | 4.4216 | 1.6267 | 0.35397 | 0
10/05/1982 17:00:00 | 18.3156 | 13.7152 | 10.5435 | 7.7909 | 6.2961 | 3.3354 | 1.451 | 0.10263
10/05/1982 18:00:00 | 20.3385 | 15.9107 | 12.5627 | 9.4032 | 7.9582 | 5.0817 | 2.9993 | 1.2717
10/05/1982 19:00:00 | 22.5848 | 18.1638 | 14.7054 | 11.7219 | 9.9614 | 7.1409 | 5.2405 | 3.3262
10/05/1982 20:00:00 | 25.8117 | 21.2409 | 17.8919 | 14.5054 | 12.8485 | 9.4212 | 7.6208 | 5.7683
10/05/1982 21:00:00 | 29.3342 | 24.9266 | 21.567 | 18.3083 | 16.522 | 12.9853 | 10.7286 | 8.606
10/05/1982 22:00:00 | 31.6673 | 27.6861 | 24.2641 | 20.9266 | 19.2695 | 15.7253 | 13.5062 | 11.2499
10/05/1982 23:00:00 | 31.3504 | 28.2027 | 24.5498 | 21.3863 | 19.8228 | 16.5027 | 14.4888 | 12.3365
11/05/1982 00:00:00 | 29.5267 | 27.2359 | 24.1009 | 21.3833 | 20.0123 | 16.8899 | 15.1096 | 12.9485
11/05/1982 01:00:00 | 27.4 | 26.5391 | 24.2295 | 22.1888 | 20.8217 | 17.6665 | 15.7306 | 13.4745
11/05/1982 02:00:00 | 22.8559 | 23.6172 | 22.7788 | 22.189 | 21.3065 | 19.0101 | 16.9676 | 14.7913
11/05/1982 03:00:00 | 18.3111 | 20.3066 | 21.4876 | 22.7703 | 22.9068 | 22.4666 | 20.8394 | 19.5663
11/05/1982 04:00:00 | 18.4766 | 21.7243 | 23.3797 | 25.0234 | 25.5369 | 26.5133 | 26.0752 | 26.1154
11/05/1982 05:00:00 | 21.8419 | 25.3004 | 26.485 | 27.6557 | 28.5356 | 30.4104 | 30.4523 | 31.053
11/05/1982 06:00:00 | 23.0334 | 26.1108 | 27.8677 | 29.8399 | 31.0452 | 32.641 | 32.7074 | 32.9301
11/05/1982 07:00:00 | 20.9353 | 24.3664 | 26.4578 | 28.9303 | 30.3088 | 31.8889 | 32.4473 | 32.815
11/05/1982 08:00:00 | 16.6934 | 20.04 | 22.4743 | 24.9053 | 26.2804 | 28.4067 | 29.2139 | 30.1065
11/05/1982 09:00:00 | 13.5542 | 17.1104 | 19.5994 | 22.1769 | 23.3135 | 25.1363 | 25.8867 | 26.906
11/05/1982 10:00:00 | 12.904 | 16.4106 | 18.8773 | 21.5681 | 22.7959 | 24.4798 | 25.4818 | 26.395
11/05/1982 11:00:00 | 12.802 | 15.5123 | 17.4243 | 19.6633 | 21.0388 | 22.6378 | 23.8171 | 24.4025
11/05/1982 12:00:00 | 17.0697 | 18.9002 | 19.26 | 20.1754 | 21.2478 | 21.9822 | 22.9248 | 22.8627
11/05/1982 13:00:00 | 27.2349 | 27.9322 | 26.294 | 25.5976 | 26.0784 | 25.6971 | 25.9509 | 24.9642
11/05/1982 14:00:00 | 43.4436 | 42.0605 | 38.9249 | 36.8791 | 36.6078 | 34.9143 | 34.3175 | 32.4802
11/05/1982 15:00:00 | 74.7895 | 70.3991 | 66.4487 | 63.217 | 61.704 | 57.603 | 55.3513 | 52.0915
11/05/1982 16:00:00 | 121.2191 | 114.7366 | 108.1962 | 103.1098 | 101.1312 | 94.6151 | 90.1006 | 84.2601
11/05/1982 17:00:00 | 156.8988 | 150.4433 | 141.3297 | 134.2255 | 132.659 | 124.8622 | 120.3277 | 112.3966
11/05/1982 18:00:00 | 169.4642 | 162.3951 | 153.0444 | 146.3575 | 145.8496 | 138.5712 | 134.1675 | 125.5061
11/05/1982 19:00:00 | 171.3021 | 164.0457 | 156.7178 | 151.1128 | 150.763 | 143.7317 | 140.648 | 133.0882
11/05/1982 20:00:00 | 172.9883 | 168.7954 | 162.1822 | 156.9036 | 155.2808 | 147.9724 | 147.179 | 142.3581
11/05/1982 21:00:00 | 169.6937 | 169.4177 | 165.4285 | 162.7486 | 160.9409 | 155.7708 | 156.6053 | 154.4896
11/05/1982 22:00:00 | 155.8585 | 157.7988 | 158.5194 | 160.2717 | 160.4258 | 161.4769 | 165.2848 | 167.8315
11/05/1982 23:00:00 | 141.2044 | 142.4772 | 144.1181 | 146.1512 | 147.3199 | 150.908 | 158.0856 | 163.9843
12/05/1982 00:00:00 | 125.0654 | 125.3134 | 125.7661 | 126.4072 | 126.7333 | 128.1371 | 134.0187 | 138.3923
12/05/1982 01:00:00 | 107.9438 | 108.0753 | 106.1653 | 106.1391 | 106.4121 | 107.3062 | 110.2029 | 111.4701
12/05/1982 02:00:00 | 96.5936 | 96.2448 | 94.7022 | 94.9607 | 95.5078 | 96.8242 | 99.72 | 101.1143
12/05/1982 03:00:00 | 83.3695 | 82.1032 | 83.7068 | 85.4456 | 86.0166 | 88.2347 | 92.8436 | 96.9944
12/05/1982 04:00:00 | 71.7593 | 69.305 | 70.8462 | 72.0389 | 72.1187 | 74.0507 | 78.2375 | 82.5494
12/05/1982 05:00:00 | 69.3795 | 65.7925 | 66.2361 | 66.1621 | 65.9256 | 66.4976 | 69.8818 | 73.1387
12/05/1982 06:00:00 | 62.3006 | 59.1961 | 59.1664 | 58.7861 | 58.8266 | 61.0078 | 65.0447 | 69.3432
12/05/1982 07:00:00 | 45.6638 | 46.0862 | 47.1017 | 48.2569 | 49.0096 | 53.141 | 57.1031 | 62.5375
12/05/1982 08:00:00 | 36.1537 | 39.3533 | 41.5022 | 44.1301 | 45.7329 | 50.3441 | 54.6108 | 58.8319
12/05/1982 09:00:00 | 35.9122 | 40.5604 | 43.4325 | 47.2815 | 49.5284 | 53.4306 | 57.483 | 61.0464
12/05/1982 10:00:00 | 45.0786 | 52.2153 | 56.734 | 62.4463 | 64.8568 | 68.47 | 71.6389 | 74.4648
12/05/1982 11:00:00 | 69.0589 | 81.264 | 86.3735 | 92.887 | 96.5526 | 100.9401 | 103.1536 | 104.2166
12/05/1982 12:00:00 | 102.3611 | 120.5304 | 122.3549 | 127.6303 | 133.2541 | 139.6317 | 142.8478 | 142.4502
12/05/1982 13:00:00 | 138.1154 | 156.4831 | 153.0255 | 155.7156 | 160.3276 | 166.2067 | 170.6082 | 170.1283
12/05/1982 14:00:00 | 175.3508 | 185.0406 | 178.1547 | 176.3719 | 178.1286 | 180.4387 | 183.332 | 182.2478
12/05/1982 15:00:00 | 205.956 | 205.6646 | 197.7464 | 192.3797 | 191.8362 | 190.2145 | 189.8002 | 186.9706
12/05/1982 16:00:00 | 224.7799 | 219.716 | 210.6685 | 204.0567 | 203.386 | 200.3358 | 198.8012 | 194.3892
12/05/1982 17:00:00 | 232.692 | 230.3801 | 224.3649 | 217.3039 | 217.091 | 213.9393 | 212.469 | 207.3416
12/05/1982 18:00:00 | 235.3 | 234.1474 | 229.817 | 227.0759 | 227.0345 | 224.1267 | 222.443 | 217.0134
12/05/1982 19:00:00 | 230.6775 | 232.7714 | 229.664 | 228.3613 | 228.5934 | 227.6505 | 227.0441 | 222.5876
12/05/1982 20:00:00 | 206.1775 | 219.6523 | 218.7891 | 222.689 | 225.5427 | 227.1205 | 227.3722 | 225.3426
12/05/1982 21:00:00 | 187.2546 | 196.8922 | 198.8397 | 205.0813 | 208.9839 | 214.4307 | 218.0342 | 219.1632
12/05/1982 22:00:00 | 206.427 | 207.4149 | 205.9549 | 206.8228 | 207.7804 | 208.7471 | 211.1234 | 211.4887
12/05/1982 23:00:00 | 215.7813 | 219.4583 | 216.2765 | 215.7861 | 215.7051 | 212.9687 | 212.4719 | 209.1024
13/05/1982 00:00:00 | 194.1964 | 198.3889 | 195.2334 | 195.5879 | 196.7644 | 196.2636 | 196.6307 | 193.8373
13/05/1982 01:00:00 | 170.2158 | 171.1847 | 167.9799 | 167.1201 | 167.8454 | 167.7406 | 168.5939 | 167.2451
13/05/1982 02:00:00 | 153.776 | 152.8269 | 149.6007 | 147.6151 | 148.1011 | 146.8947 | 147.2051 | 145.4211
13/05/1982 03:00:00 | 137.3837 | 135.0669 | 132.2016 | 129.7416 | 130.65 | 129.1545 | 129.9088 | 128.1881
13/05/1982 04:00:00 | 124.9199 | 121.8286 | 120.1282 | 117.6694 | 118.3317 | 116.5643 | 117.5774 | 116.6039
13/05/1982 05:00:00 | 107.5264 | 104.6796 | 104.8369 | 103.5232 | 104.0845 | 103.2359 | 103.9966 | 103.9341
13/05/1982 06:00:00 | 81.7082 | 79.8642 | 81.3519 | 81.3391 | 82.3914 | 83.6988 | 85.124 | 86.6349
13/05/1982 07:00:00 | 60.6207 | 61.1148 | 63.4228 | 64.9928 | 66.7164 | 69.5102 | 71.0798 | 72.956
13/05/1982 08:00:00 | 50.5397 | 53.6443 | 56.8909 | 60.3152 | 61.7991 | 65.263 | 66.3846 | 68.4603
13/05/1982 09:00:00 | 46.7299 | 51.725 | 56.4975 | 61.7225 | 62.5356 | 65.6983 | 67.7939 | 71.1866
13/05/1982 10:00:00 | 48.9388 | 55.6191 | 62.6422 | 69.8406 | 71.3843 | 74.553 | 77.2537 | 80.5802
13/05/1982 11:00:00 | 54.5265 | 63.9658 | 71.1301 | 78.9582 | 82.0591 | 85.0037 | 86.8849 | 88.1333
13/05/1982 12:00:00 | 56.1975 | 67.8526 | 72.1728 | 78.17 | 82.4078 | 85.7718 | 88.4348 | 88.4526
13/05/1982 13:00:00 | 59.6478 | 71.1824 | 72.6145 | 76.6829 | 81.0041 | 85.3168 | 88.5002 | 88.4333
13/05/1982 14:00:00 | 72.7574 | 81.5532 | 80.846 | 82.9504 | 86.0406 | 90.3548 | 93.2503 | 93.4439
13/05/1982 15:00:00 | 95.35 | 99.0728 | 97.3258 | 97.8543 | 99.2457 | 101.7888 | 103.425 | 103.6889
13/05/1982 16:00:00 | 126.1581 | 129.04 | 127.153 | 127.1468 | 127.2007 | 127.3386 | 127.0975 | 126.0831
13/05/1982 17:00:00 | 148.0466 | 157.6655 | 157.4507 | 159.8899 | 160.8572 | 160.7772 | 159.6413 | 156.8475
13/05/1982 18:00:00 | 136.4082 | 156.6911 | 161.9677 | 171.4375 | 175.3038 | 179.487 | 179.8439 | 178.0625
13/05/1982 19:00:00 | 95.764 | 115.1089 | 124.544 | 141.1876 | 150.6865 | 165.4244 | 171.192 | 173.9439
13/05/1982 20:00:00 | 78.1598 | 84.3944 | 86.8358 | 93.8738 | 101.3936 | 115.4164 | 127.2892 | 135.8756
13/05/1982 21:00:00 | 105.7066 | 104.654 | 98.7933 | 96.1116 | 97.4108 | 97.7778 | 102.151 | 102.3699
13/05/1982 22:00:00 | 144.7925 | 146.8817 | 139.875 | 136.236 | 134.9121 | 127.3067 | 124.2241 | 117.5262
13/05/1982 23:00:00 | 155.1891 | 159.3371 | 155.6337 | 155.0398 | 156.0417 | 154.0833 | 154.1555 | 150.6904
14/05/1982 00:00:00 | 149.4029 | 153.1314 | 150.9034 | 151.2859 | 152.7092 | 152.6386 | 153.132 | 150.8076
14/05/1982 01:00:00 | 142.7533 | 146.158 | 146.6619 | 148.0225 | 148.926 | 150.5643 | 149.6872 | 149.0163
14/05/1982 02:00:00 | 138.9285 | 144.2033 | 147.3255 | 150.8083 | 152.9594 | 158.2366 | 159.3034 | 161.5063
14/05/1982 03:00:00 | 137.9753 | 143.8391 | 146.9949 | 150.4482 | 153.7493 | 159.2971 | 162.1264 | 164.4653
14/05/1982 04:00:00 | 139.8192 | 145.2563 | 147.815 | 150.2521 | 153.2173 | 156.809 | 158.4591 | 159.0681
14/05/1982 05:00:00 | 130.0532 | 134.8623 | 136.9588 | 139.1725 | 142.5763 | 146.3089 | 148.1329 | 148.4872
14/05/1982 06:00:00 | 110.9581 | 114.7844 | 114.6852 | 115.6454 | 118.7717 | 122.0889 | 124.8109 | 125.2829
14/05/1982 07:00:00 | 93.4537 | 98.9127 | 98.9195 | 100.7202 | 103.2516 | 106.3549 | 109.0054 | 109.4453
14/05/1982 08:00:00 | 75.7126 | 84.143 | 86.4582 | 91.3854 | 94.0385 | 99.3153 | 100.7728 | 101.9471
14/05/1982 09:00:00 | 60.4855 | 69.5864 | 74.1685 | 81.5754 | 84.0526 | 90.9794 | 92.759 | 95.7309
14/05/1982 10:00:00 | 56.7865 | 65.7563 | 72.456 | 81.6221 | 83.9587 | 90.9581 | 94.1542 | 99.0964
14/05/1982 11:00:00 | 65.3515 | 76.1602 | 84.2305 | 93.5863 | 97.1314 | 103.1396 | 108.0471 | 113.399
14/05/1982 12:00:00 | 75.2778 | 90.3897 | 95.7489 | 103.006 | 108.7696 | 114.5391 | 120.2565 | 121.8413
14/05/1982 13:00:00 | 84.4886 | 102.7869 | 104.4591 | 110.3981 | 116.8182 | 122.7551 | 126.6783 | 125.7371
14/05/1982 14:00:00 | 99.1313 | 119.5239 | 121.1996 | 127.5076 | 133.6407 | 142.4501 | 146.4702 | 147.2923
14/05/1982 15:00:00 | 114.6184 | 137.0126 | 140.8175 | 150.2082 | 157.9382 | 172.2294 | 180.3224 | 185.762
14/05/1982 16:00:00 | 123.6981 | 145.9286 | 150.8501 | 162.21 | 171.7514 | 190.5604 | 202.9938 | 211.5034
14/05/1982 17:00:00 | 127.4181 | 146.1789 | 149.8733 | 160.0225 | 169.8559 | 189.8152 | 204.8809 | 215.3304
14/05/1982 18:00:00 | 124.6091 | 137.3594 | 136.423 | 142.2974 | 149.7801 | 166.2386 | 182.0704 | 193.4771
14/05/1982 19:00:00 | 124.8282 | 133.0727 | 126.8807 | 127.8392 | 131.6574 | 139.1212 | 150.0231 | 155.749
14/05/1982 20:00:00 | 144.9828 | 151.0318 | 141.422 | 139.193 | 141.1031 | 139.0403 | 142.2957 | 137.9992
14/05/1982 21:00:00 | 174.1261 | 179.5953 | 171.1599 | 169.0782 | 171.0717 | 164.3114 | 162.5363 | 152.3775
14/05/1982 22:00:00 | 195.922 | 200.9222 | 195.9035 | 194.8821 | 196.688 | 191.4078 | 190.0713 | 182.4452
14/05/1982 23:00:00 | 204.7989 | 208.9922 | 205.6644 | 205.1392 | 206.3622 | 202.9998 | 202.7875 | 197.5728
15/05/1982 00:00:00 | 203.46 | 209.8907 | 208.1616 | 209.1412 | 210.3111 | 206.8196 | 205.7912 | 200.3576
15/05/1982 01:00:00 | 189.691 | 199.5836 | 202.039 | 206.3157 | 208.5014 | 208.8476 | 208.6745 | 206.3367
15/05/1982 02:00:00 | 170.361 | 179.7042 | 185.9069 | 193.1917 | 196.609 | 202.831 | 205.8665 | 208.8025
15/05/1982 03:00:00 | 154.6564 | 162.7747 | 170.765 | 178.9408 | 182.0305 | 189.6162 | 194.2754 | 200.1095
15/05/1982 04:00:00 | 135.811 | 142.978 | 150.5884 | 158.7548 | 161.4548 | 168.9469 | 173.3886 | 179.3839
15/05/1982 05:00:00 | 120.7804 | 125.0142 | 129.1415 | 134.6131 | 136.1728 | 142.353 | 146.1175 | 151.283
15/05/1982 06:00:00 | 119.4065 | 123.5614 | 124.9809 | 127.4725 | 127.9043 | 131.8444 | 133.5908 | 136.6266
15/05/1982 07:00:00 | 106.1031 | 114.834 | 117.5783 | 121.1182 | 122.6073 | 127.1698 | 128.7761 | 131.6506
15/05/1982 08:00:00 | 76.958 | 86.3774 | 91.5211 | 97.3401 | 100.5869 | 108.5274 | 111.8181 | 116.5066
15/05/1982 09:00:00 | 54.4247 | 62.0933 | 67.3294 | 73.1842 | 76.5946 | 85.1335 | 88.2581 | 93.4441
15/05/1982 10:00:00 | 44.2558 | 51.3933 | 57.7852 | 65.6781 | 67.8847 | 76.0636 | 78.2952 | 83.6893
15/05/1982 11:00:00 | 41.7356 | 49.5221 | 59.6365 | 71.1605 | 73.9245 | 83.6887 | 87.6574 | 96.2691
15/05/1982 12:00:00 | 40.6669 | 47.7261 | 59.6968 | 73.0922 | 78.0669 | 89.0001 | 98.247 | 109.7052
15/05/1982 13:00:00 | 38.7914 | 44.3456 | 54.8407 | 67.0918 | 72.569 | 84.7179 | 95.7108 | 107.4589
15/05/1982 14:00:00 | 33.0533 | 37.5063 | 44.6823 | 54.2091 | 58.8534 | 71.201 | 81.5269 | 93.1303
15/05/1982 15:00:00 | 26.8281 | 30.7615 | 34.8197 | 41.2904 | 45.0808 | 56.7028 | 65.0493 | 74.9473
15/05/1982 16:00:00 | 22.9627 | 25.9093 | 27.9286 | 31.6407 | 34.825 | 44.5502 | 51.0365 | 58.364
15/05/1982 17:00:00 | 21.2494 | 23.1957 | 24.3572 | 26.2056 | 28.98 | 36.3513 | 41.6029 | 47.3611
15/05/1982 18:00:00 | 22.3753 | 22.8977 | 23.738 | 24.4778 | 26.2599 | 31.2611 | 34.8461 | 39.6165
15/05/1982 19:00:00 | 23.3546 | 23.6632 | 24.8067 | 25.2998 | 26.1452 | 28.5415 | 30.957 | 34.0318
15/05/1982 20:00:00 | 21.9651 | 22.8748 | 24.1929 | 25.1434 | 25.5807 | 27.0006 | 28.6533 | 30.8697
15/05/1982 21:00:00 | 20.1791 | 21.4367 | 22.2005 | 23.5321 | 24.1314 | 26.1714 | 27.081 | 28.626
15/05/1982 22:00:00 | 21.3949 | 22.554 | 22.8257 | 24.1098 | 24.7472 | 27.0377 | 27.1481 | 28.0974
15/05/1982 23:00:00 | 23.3477 | 23.3638 | 23.2901 | 23.9052 | 24.2687 | 25.887 | 26.1514 | 26.9339
16/05/1982 00:00:00 | 32.2427 | 32.1671 | 31.3275 | 31.4656 | 32.1499 | 33.1741 | 34.1412 | 34.4035
16/05/1982 01:00:00 | 56.4484 | 57.3403 | 55.9701 | 55.2319 | 56.1024 | 55.2532 | 55.7167 | 54.2407
16/05/1982 02:00:00 | 67.7544 | 69.41 | 66.6998 | 65.964 | 66.2377 | 64.6865 | 63.3086 | 60.3263
16/05/1982 03:00:00 | 51.9152 | 52.8451 | 52.9659 | 54.663 | 54.4528 | 55.6726 | 54.9257 | 55.2389
16/05/1982 04:00:00 | 29.8896 | 30.6169 | 32.0936 | 34.1805 | 34.6527 | 37.1204 | 38.5664 | 40.8661
16/05/1982 05:00:00 | 19.5838 | 21.4531 | 21.4088 | 23.0519 | 24.518 | 26.8937 | 29.4738 | 30.6766
16/05/1982 06:00:00 | 23.8446 | 26.1813 | 25.7507 | 26.87 | 28.2985 | 30.4742 | 32.8747 | 33.5745
16/05/1982 07:00:00 | 31.6369 | 33.7981 | 32.7265 | 32.8157 | 33.4724 | 33.9222 | 35.0804 | 34.8561
16/05/1982 08:00:00 | 34.6143 | 35.8477 | 34.2111 | 33.4575 | 33.4493 | 32.281 | 32.2246 | 30.8549
16/05/1982 09:00:00 | 38.1454 | 37.1343 | 34.8014 | 33.3015 | 32.8325 | 30.9521 | 30.5537 | 28.981
16/05/1982 10:00:00 | 39.7613 | 37.9071 | 35.7115 | 34.1346 | 33.6551 | 32.0118 | 31.6926 | 30.5062
16/05/1982 11:00:00 | 39.6025 | 39.3921 | 37.874 | 36.8339 | 36.8561 | 35.8881 | 36.1939 | 35.4588
16/05/1982 12:00:00 | 44.6522 | 44.6674 | 45.1729 | 45.1221 | 45.5669 | 46.3788 | 48.0472 | 49.4854
16/05/1982 13:00:00 | 49.0992 | 47.3228 | 50.6186 | 50.9278 | 49.9269 | 50.691 | 50.9422 | 53.9204
16/05/1982 14:00:00 | 49.8564 | 48.2308 | 51.7815 | 52.0742 | 49.8496 | 49.5183 | 48.2358 | 50.7256
16/05/1982 15:00:00 | 51.4666 | 50.8267 | 53.8371 | 53.9516 | 51.8088 | 51.1916 | 49.8618 | 51.7785
16/05/1982 16:00:00 | 43.4873 | 43.9669 | 46.6883 | 47.4093 | 46.0536 | 46.2769 | 45.6957 | 47.6252
16/05/1982 17:00:00 | 31.4506 | 32.9559 | 34.9394 | 36.2621 | 35.7661 | 36.7238 | 36.6094 | 38.0632
16/05/1982 18:00:00 | 25.8856 | 27.1626 | 28.2298 | 29.2997 | 28.9311 | 29.5494 | 29.3635 | 30.0216
16/05/1982 19:00:00 | 24.7276 | 26.3162 | 26.3104 | 26.9086 | 26.7213 | 26.917 | 26.7274 | 26.6224
16/05/1982 20:00:00 | 26.877 | 27.796 | 27.1392 | 27.0259 | 26.4746 | 25.9232 | 25.3208 | 24.8425
16/05/1982 21:00:00 | 31.6344 | 29.9297 | 28.6165 | 27.2123 | 25.9015 | 24.4535 | 23.1435 | 22.5525
16/05/1982 22:00:00 | 36.51 | 33.1832 | 31.546 | 29.4453 | 27.1886 | 25.0206 | 22.809 | 21.8884
16/05/1982 23:00:00 | 35.3352 | 33.7018 | 32.1366 | 30.8259 | 29.4413 | 27.5587 | 25.7172 | 24.6262
17/05/1982 00:00:00 | 30.8714 | 31.6574 | 29.842 | 29.4456 | 29.2385 | 27.8699 | 26.0717 | 23.9716
17/05/1982 01:00:00 | 25.3999 | 24.4415 | 22.1009 | 20.2736 | 18.9578 | 16.231 | 13.8799 | 11.8702
17/05/1982 02:00:00 | 11.3112 | 8.8894 | 7.653 | 6.2372 | 5.4095 | 4.2187 | 3.9741 | 3.8306
17/05/1982 03:00:00 | 1.2981 | 0.55785 | 0.37858 | 0.23333 | 0.54644 | 1.0382 | 2.1218 | 3.302
17/05/1982 04:00:00 | 0 | 0 | 0 | 0 | 0.43677 | 1.4236 | 3.0765 | 4.1831
17/05/1982 05:00:00 | 0 | 0 | 0 | 0 | 0 | 0.45955 | 1.3979 | 1.8342
17/05/1982 06:00:00 | 0 | 0 | 0 | 0 | 0 | 0 | 0 | 0
17/05/1982 07:00:00 | 0 | 0 | 0 | 0 | 0 | 0 | 0 | 0
17/05/1982 08:00:00 | 0.23359 | 0 | 0 | 0 | 0 | 0 | 0 | 0
17/05/1982 09:00:00 | 0 | 0.13691 | 0 | 0 | 0 | 0 | 0 | 0
17/05/1982 10:00:00 | 0 | 0 | 0 | 0 | 0 | 0 | 0 | 0
17/05/1982 11:00:00 | 0 | 0 | 0 | 0 | 0 | 0 | 0 | 0
17/05/1982 12:00:00 | 0.096396 | 0 | 0 | 0 | 0 | 0 | 0 | 0
17/05/1982 13:00:00 | 1.7793 | 0.9481 | 0 | 0 | 0 | 0 | 0 | 0
17/05/1982 14:00:00 | 2.0993 | 0.80163 | 0 | 0 | 0 | 0 | 0 | 0
17/05/1982 15:00:00 | 1.6721 | 0.31875 | 0 | 0 | 0 | 0 | 0 | 0
17/05/1982 16:00:00 | 1.532 | 0.25838 | 0 | 0 | 0 | 0 | 0 | 0
17/05/1982 17:00:00 | 0.58516 | 0 | 0 | 0 | 0 | 0 | 0 | 0
17/05/1982 18:00:00 | 0 | 0 | 0 | 0 | 0 | 0 | 0 | 0
17/05/1982 19:00:00 | 0 | 0 | 0 | 0 | 0 | 0 | 0 | 0
17/05/1982 20:00:00 | 0 | 0 | 0 | 0 | 0 | 0 | 0 | 0
17/05/1982 21:00:00 | 0 | 0 | 0 | 0 | 0 | 0 | 0 | 0
17/05/1982 22:00:00 | 0 | 0 | 0 | 0 | 0 | 0 | 0 | 0
17/05/1982 23:00:00 | 0 | 0 | 0 | 0 | 0 | 0 | 0 | 0
18/05/1982 00:00:00 | 0 | 0 | 0 | 0 | 0 | 0 | 0 | 0
18/05/1982 01:00:00 | 0 | 0 | 0 | 0 | 0 | 0 | 0 | 1.0593
18/05/1982 02:00:00 | 0 | 0 | 0 | 0 | 0 | 0 | 0 | 0.3593
18/05/1982 03:00:00 | 0 | 0 | 0 | 0 | 0 | 0 | 0 | 0
18/05/1982 04:00:00 | 0 | 0 | 0 | 0 | 0 | 0 | 0 | 0
18/05/1982 05:00:00 | 0 | 0 | 0 | 0 | 0 | 0 | 0 | 0
18/05/1982 06:00:00 | 0 | 0 | 0 | 0 | 0 | 0 | 0 | 0
18/05/1982 07:00:00 | 0 | 0 | 0 | 0 | 0 | 0 | 0 | 0.46546
18/05/1982 08:00:00 | 0 | 0.5658 | 0.1138 | 0.42524 | 1.2465 | 2.2738 | 5.0239 | 5.5579
18/05/1982 09:00:00 | 1.3384 | 2.4275 | 1.9569 | 2.4775 | 3.385 | 4.0556 | 6.0382 | 6.0602
18/05/1982 10:00:00 | 2.3412 | 2.9399 | 1.7883 | 1.5819 | 1.7622 | 1.3174 | 1.9444 | 1.5896
18/05/1982 11:00:00 | 5.2816 | 3.4835 | 1.3923 | 0.21668 | 0 | 0 | 0 | 0
18/05/1982 12:00:00 | 17.8459 | 12.5587 | 8.5873 | 5.4521 | 3.5319 | 0.39258 | 0 | 0
18/05/1982 13:00:00 | 40.0049 | 31.3184 | 25.1749 | 19.1768 | 15.6063 | 9.2316 | 6.2128 | 3.1004
18/05/1982 14:00:00 | 54.6531 | 42.4711 | 35.6618 | 28.2368 | 23.8027 | 16.6164 | 11.9327 | 8.5849
18/05/1982 15:00:00 | 50.9769 | 38.0521 | 33.1819 | 26.0255 | 21.021 | 14.1539 | 9.9963 | 7.9597
18/05/1982 16:00:00 | 31.0046 | 22.1319 | 19.3909 | 14.251 | 10.1482 | 5.7125 | 2.7342 | 1.6206
18/05/1982 17:00:00 | 15.4094 | 10.1586 | 8.5448 | 5.896 | 3.4794 | 0.77916 | 0 | 0
18/05/1982 18:00:00 | 5.1459 | 2.3137 | 1.7681 | 0.66986 | 0 | 0 | 0 | 0
18/05/1982 19:00:00 | 0 | 0 | 0 | 0 | 0 | 0 | 0 | 0
18/05/1982 20:00:00 | 0 | 0 | 0 | 0 | 0 | 0 | 0 | 0
18/05/1982 21:00:00 | 0 | 0 | 0 | 0 | 0 | 0 | 0 | 0
18/05/1982 22:00:00 | 0 | 0 | 0 | 0 | 0 | 0 | 0 | 0
18/05/1982 23:00:00 | 0 | 0 | 0 | 0 | 0 | 0 | 0 | 0
19/05/1982 00:00:00 | 0 | 0 | 0 | 0 | 0 | 0 | 0 | 0
19/05/1982 01:00:00 | 0 | 0 | 0 | 0 | 0 | 0 | 0.53956 | 1.1281
19/05/1982 02:00:00 | 0.051588 | 0.50695 | 0.97278 | 1.5958 | 2.4223 | 4.3899 | 6.3544 | 7.7322
19/05/1982 03:00:00 | 3.8031 | 5.2583 | 6.3782 | 7.979 | 9.1709 | 12.5594 | 15.1903 | 16.9776
19/05/1982 04:00:00 | 8.9399 | 11.8823 | 13.5186 | 16.3041 | 17.672 | 20.743 | 21.8571 | 22.5012
19/05/1982 05:00:00 | 13.7861 | 15.926 | 16.9239 | 18.0603 | 17.8959 | 18.1827 | 17.4294 | 17.2636
19/05/1982 06:00:00 | 13.7253 | 14.1973 | 14.2669 | 14.2861 | 13.9049 | 13.7239 | 13.4217 | 13.4854
19/05/1982 07:00:00 | 14.9077 | 14.6178 | 14.8708 | 14.873 | 14.4959 | 14.7966 | 14.7336 | 15.3717
19/05/1982 08:00:00 | 14.4252 | 13.615 | 14.0135 | 13.8863 | 13.2957 | 13.229 | 12.6745 | 13.0816
19/05/1982 09:00:00 | 11.1389 | 9.9204 | 9.783 | 9.2368 | 8.5521 | 7.8515 | 6.9118 | 6.6062
19/05/1982 10:00:00 | 7.1535 | 6.0031 | 5.5238 | 4.8849 | 4.2401 | 3.2287 | 2.2545 | 1.7044
19/05/1982 11:00:00 | 3.4161 | 2.5998 | 1.9884 | 1.5905 | 1.3388 | 0.77309 | 0.34462 | 0
19/05/1982 12:00:00 | 0.11903 | 0 | 0 | 0 | 0 | 0 | 0 | 0
19/05/1982 13:00:00 | 0 | 0 | 0 | 0 | 0 | 0 | 0 | 0
19/05/1982 14:00:00 | 0 | 0 | 0 | 0 | 0 | 0 | 0 | 0
19/05/1982 15:00:00 | 0 | 0 | 0 | 0 | 0 | 0 | 0 | 0
19/05/1982 16:00:00 | 0 | 0 | 0 | 0 | 0 | 0 | 0 | 0
19/05/1982 17:00:00 | 0 | 0 | 0 | 0 | 0 | 0 | 0 | 0
19/05/1982 18:00:00 | 0 | 0 | 0 | 0 | 0 | 0 | 0 | 0
19/05/1982 19:00:00 | 1.2687 | 1.6339 | 1.5191 | 1.659 | 1.7654 | 1.9159 | 2.1128 | 2.3542
19/05/1982 20:00:00 | 7.1598 | 8.2861 | 8.4891 | 9.0438 | 9.6828 | 10.3944 | 11.1648 | 11.4295
19/05/1982 21:00:00 | 16.2842 | 18.1044 | 18.6896 | 19.6589 | 20.6064 | 21.6087 | 22.8824 | 23.3962
19/05/1982 22:00:00 | 30.9975 | 31.8586 | 31.5317 | 31.728 | 31.889 | 31.8746 | 31.8106 | 31.4361
19/05/1982 23:00:00 | 52.787 | 49.4629 | 44.6139 | 40.1049 | 35.4872 | 29.0866 | 24.5071 | 20.9636
20/05/1982 00:00:00 | 62.2674 | 50.717 | 39.4478 | 29.372 | 23.8529 | 16.0735 | 12.6814 | 9.8195
20/05/1982 01:00:00 | 58.8285 | 40.9159 | 27.8715 | 18.4029 | 15.4427 | 11.2777 | 10.3587 | 8.7501
20/05/1982 02:00:00 | 63.9783 | 42.5885 | 31.6027 | 24.2723 | 23.5338 | 21.5131 | 20.2435 | 18.1541
20/05/1982 03:00:00 | 51.9052 | 32.6889 | 25.2065 | 22.2855 | 24.8955 | 29.4236 | 31.1746 | 32.3037
20/05/1982 04:00:00 | 45.2898 | 25.8988 | 15.8644 | 10.9143 | 12.231 | 18.3627 | 23.6435 | 30.5255
20/05/1982 05:00:00 | 51.8877 | 32.251 | 18.1375 | 8.1196 | 4.6815 | 2.469 | 5.5919 | 12.9488
20/05/1982 06:00:00 | 46.5274 | 33.764 | 21.8321 | 10.5452 | 3.8517 | 0 | 0 | 0
20/05/1982 07:00:00 | 29.4431 | 23.2866 | 16.5858 | 9.3212 | 3.4001 | 0 | 0 | 0
20/05/1982 08:00:00 | 17.8473 | 14.5261 | 10.7276 | 6.7032 | 2.373 | 0 | 0 | 0
20/05/1982 09:00:00 | 10.0084 | 7.9775 | 5.6621 | 2.7337 | 0.6327 | 0 | 0 | 0
20/05/1982 10:00:00 | 3.3002 | 2.5611 | 1.1204 | 0 | 0 | 0 | 0 | 0
20/05/1982 11:00:00 | 3.5877 | 4.2263 | 2.4484 | 1.6731 | 1.1501 | 0 | 0 | 0
20/05/1982 12:00:00 | 11.6743 | 11.9138 | 8.997 | 7.642 | 6.6977 | 3.7477 | 1.5852 | 0
20/05/1982 13:00:00 | 21.284 | 19.7177 | 14.5018 | 11.3835 | 9.4459 | 5.1388 | 2.2388 | 0
20/05/1982 14:00:00 | 26.3609 | 23.669 | 15.0556 | 10.1062 | 8.243 | 3.1521 | 0.67926 | 0
20/05/1982 15:00:00 | 24.9214 | 21.7591 | 11.5153 | 6.3803 | 4.9226 | 0.5971 | 0 | 0
20/05/1982 16:00:00 | 12.9906 | 10.2793 | 3.9293 | 0.74607 | 0.089939 | 0 | 0 | 0
20/05/1982 17:00:00 | 3.2581 | 1.5768 | 0 | 0 | 0 | 0 | 0 | 0
20/05/1982 18:00:00 | 0 | 0 | 0 | 0 | 0 | 0 | 0 | 0
20/05/1982 19:00:00 | 0 | 0 | 0 | 0 | 0 | 0 | 0 | 0.28891
20/05/1982 20:00:00 | 0 | 0 | 0 | 0 | 0 | 0 | 0 | 0
20/05/1982 21:00:00 | 0 | 0 | 0 | 0 | 0 | 0 | 0 | 0
20/05/1982 22:00:00 | 0 | 0 | 0 | 0 | 0 | 0 | 0 | 0
20/05/1982 23:00:00 | 0 | 0 | 0 | 0 | 0 | 0 | 0 | 0
21/05/1982 00:00:00 | 0 | 0 | 0 | 0 | 0 | 0 | 0 | 0
21/05/1982 01:00:00 | 0 | 0 | 0 | 0 | 0 | 0 | 0 | 0
21/05/1982 02:00:00 | 0 | 0 | 0 | 0 | 0 | 0 | 0 | 0.76638
21/05/1982 03:00:00 | 0 | 0 | 0 | 0 | 0 | 0.35199 | 1.4685 | 2.3813
21/05/1982 04:00:00 | 0 | 0 | 0 | 0.50279 | 1.1061 | 2.105 | 3.4595 | 4.3615
21/05/1982 05:00:00 | 0 | 0.45249 | 0.83088 | 1.5635 | 2.1959 | 3.5233 | 4.5526 | 5.2273
21/05/1982 06:00:00 | 0.39133 | 1.3861 | 1.5199 | 2.2436 | 3.1305 | 4.3526 | 5.3365 | 5.8346
21/05/1982 07:00:00 | 2.2685 | 3.8748 | 3.8613 | 4.6614 | 5.6947 | 6.834 | 8.0064 | 8.3527
21/05/1982 08:00:00 | 5.2668 | 7.0605 | 7.1221 | 8.0137 | 9.1117 | 10.6271 | 12.5924 | 13.2444
21/05/1982 09:00:00 | 7.3609 | 9.2204 | 9.5636 | 11.0503 | 12.7295 | 14.8059 | 17.4674 | 18.5995
21/05/1982 10:00:00 | 9.4126 | 12.1324 | 12.9441 | 15.1692 | 17.6934 | 20.8361 | 23.7488 | 25.0788
21/05/1982 11:00:00 | 14.8177 | 18.0806 | 19.3717 | 22.8068 | 25.8567 | 29.87 | 34.3023 | 36.5246
21/05/1982 12:00:00 | 24.5903 | 27.3067 | 28.5765 | 32.3026 | 35.3884 | 39.4972 | 44.5028 | 46.9065
21/05/1982 13:00:00 | 32.663 | 35.5939 | 35.9261 | 39.1792 | 42.4208 | 46.3786 | 50.7965 | 52.6924
21/05/1982 14:00:00 | 33.5594 | 38.0124 | 38.4607 | 42.0742 | 46.3875 | 53.0286 | 59.2572 | 62.5088
21/05/1982 15:00:00 | 30.2241 | 34.9853 | 36.7629 | 41.6947 | 46.9425 | 55.7042 | 63.9445 | 68.9
21/05/1982 16:00:00 | 23.3112 | 27.2933 | 30.4166 | 35.9736 | 41.4219 | 50.1494 | 58.0632 | 64.1895
21/05/1982 17:00:00 | 22.0236 | 26.1268 | 29.218 | 35.2394 | 40.2177 | 47.9319 | 55.0955 | 60.0926
21/05/1982 18:00:00 | 30.6326 | 38.3658 | 40.5075 | 48.0047 | 54.0278 | 63.256 | 70.9124 | 74.5724
21/05/1982 19:00:00 | 50.0247 | 63.23 | 63.3488 | 70.1356 | 75.9386 | 83.3301 | 89.0491 | 89.2982
21/05/1982 20:00:00 | 83.7698 | 99.4214 | 101.452 | 106.7949 | 110.9932 | 114.8486 | 116.6084 | 115.1978
21/05/1982 21:00:00 | 103.923 | 119.3456 | 127.2565 | 136.1146 | 140.2557 | 145.2886 | 146.0486 | 147.123
21/05/1982 22:00:00 | 101.6062 | 113.49 | 122.1799 | 130.3056 | 134.0476 | 140.7927 | 143.9866 | 148.6275
21/05/1982 23:00:00 | 105.1352 | 114.8051 | 122.8413 | 129.9695 | 133.5112 | 141.6476 | 147.4014 | 154.9779
22/05/1982 00:00:00 | 122.6818 | 132.0377 | 140.9373 | 148.8443 | 153.0404 | 162.7082 | 167.4832 | 174.1625
22/05/1982 01:00:00 | 127.9616 | 138.1584 | 145.6744 | 152.8571 | 156.2128 | 162.8766 | 162.9191 | 165.0406
22/05/1982 02:00:00 | 121.7476 | 130.7066 | 135.8957 | 141.5908 | 143.8652 | 147.1295 | 146.8657 | 147.2869
22/05/1982 03:00:00 | 136.1985 | 151.7998 | 158.1483 | 167.6662 | 173.9894 | 181.1404 | 186.8792 | 188.9558
22/05/1982 04:00:00 | 164.5092 | 184.7285 | 192.5263 | 202.8305 | 209.1879 | 216.2159 | 220.8431 | 222.2873
22/05/1982 05:00:00 | 163.4967 | 180.8595 | 190.5996 | 200.4531 | 205.4439 | 211.8719 | 213.4458 | 215.0219
22/05/1982 06:00:00 | 152.0582 | 167.1945 | 179.1501 | 190.4128 | 195.7919 | 204.5717 | 206.5111 | 209.7872
22/05/1982 07:00:00 | 146.2395 | 159.8705 | 171.9647 | 183.4354 | 189.9141 | 201.999 | 207.5747 | 214.1135
22/05/1982 08:00:00 | 153.6042 | 166.6275 | 177.2261 | 187.0734 | 193.518 | 206.4687 | 213.7991 | 222.2806
22/05/1982 09:00:00 | 163.7442 | 178.6327 | 188.9254 | 197.9907 | 203.0044 | 211.6462 | 215.7531 | 221.3295
22/05/1982 10:00:00 | 163.9217 | 183.6273 | 194.3933 | 205.7257 | 210.4693 | 216.735 | 217.5173 | 218.6748
22/05/1982 11:00:00 | 179.7183 | 200.5907 | 209.5034 | 219.9948 | 224.3589 | 228.1128 | 227.8937 | 227.8009
22/05/1982 12:00:00 | 191.9418 | 209.2671 | 216.8872 | 226.3744 | 228.1776 | 230.7586 | 230.8055 | 231.485
22/05/1982 13:00:00 | 199.7312 | 214.8847 | 221.049 | 228.4003 | 230.4046 | 233.617 | 234.8239 | 236.1703
22/05/1982 14:00:00 | 209.326 | 224.0803 | 227.9492 | 232.3065 | 235.1887 | 237.5 | 237.5 | 237.5
22/05/1982 15:00:00 | 215.1332 | 229.6504 | 232.8753 | 237.5 | 237.5 | 237.5 | 237.5 | 237.5
22/05/1982 16:00:00 | 226.1162 | 236.4283 | 237.5 | 237.5 | 237.5 | 237.5 | 237.5 | 237.5
22/05/1982 17:00:00 | 236.2919 | 237.5 | 237.5 | 237.5 | 237.5 | 237.5 | 237.5 | 237.5
22/05/1982 18:00:00 | 237.5 | 237.5 | 237.5 | 237.5 | 237.5 | 237.5 | 237.5 | 237.5
22/05/1982 19:00:00 | 233.9983 | 237.5 | 237.5 | 237.5 | 237.5 | 237.5 | 237.5 | 237.5
22/05/1982 20:00:00 | 221.3185 | 230.1837 | 233.4728 | 236.6567 | 237.5 | 237.5 | 237.5 | 237.5
22/05/1982 21:00:00 | 225.2318 | 229.6729 | 230.4677 | 231.3807 | 231.7592 | 231.3462 | 231.1191 | 230.4662
22/05/1982 22:00:00 | 232.9061 | 234.3844 | 233.2502 | 232.2651 | 231.6624 | 229.9116 | 228.95 | 227.6271
22/05/1982 23:00:00 | 237.5 | 237.5 | 236.0194 | 234.2817 | 233.2085 | 230.9168 | 229.0659 | 227.1817
23/05/1982 00:00:00 | 237.1241 | 236.7796 | 234.6258 | 232.3161 | 230.4309 | 226.8684 | 220.18 | 214.1085
23/05/1982 01:00:00 | 230.4411 | 230.272 | 227.4327 | 222.5215 | 217.0974 | 206.2256 | 196.6276 | 187.0402
23/05/1982 02:00:00 | 222.6 | 221.0424 | 211.7714 | 203.6085 | 196.7713 | 182.3635 | 172.296 | 161.3798
23/05/1982 03:00:00 | 210.8502 | 206.0689 | 193.7603 | 182.1144 | 174.5824 | 160.1434 | 151.0619 | 141.6248
23/05/1982 04:00:00 | 195.6291 | 190.7421 | 179.412 | 168.9923 | 163.0217 | 150.8028 | 143.2288 | 134.6207
23/05/1982 05:00:00 | 178.0521 | 176.0043 | 169.9105 | 163.0353 | 158.8582 | 149.3356 | 142.8476 | 136.0284
23/05/1982 06:00:00 | 160.8416 | 159.6346 | 156.4747 | 152.3822 | 149.2616 | 142.627 | 138.357 | 134.3009
23/05/1982 07:00:00 | 154.9399 | 157.3771 | 153.3229 | 150.2108 | 148.5248 | 143.6403 | 142.6825 | 139.8461
23/05/1982 08:00:00 | 156.6671 | 163.7907 | 161.1626 | 160.2806 | 160.4427 | 156.4677 | 155.0186 | 150.5224
23/05/1982 09:00:00 | 149.102 | 161.6719 | 163.5866 | 167.1093 | 169.2139 | 168.1088 | 165.2377 | 160.4189
23/05/1982 10:00:00 | 117.4849 | 131.6162 | 139.302 | 148.1983 | 153.0139 | 158.638 | 159.9875 | 160.3985
23/05/1982 11:00:00 | 89.7337 | 100.8776 | 109.6005 | 120.4503 | 126.6304 | 138.0515 | 144.3953 | 150.3037
23/05/1982 12:00:00 | 78.9963 | 90.6243 | 100.7936 | 113.528 | 122.431 | 139.1342 | 149.5777 | 159.7783
23/05/1982 13:00:00 | 76.6047 | 96.1907 | 109.5242 | 129.5896 | 143.7956 | 168.2679 | 182.4506 | 194.672
23/05/1982 14:00:00 | 97.1251 | 128.5789 | 145.135 | 169.4536 | 182.2383 | 203.947 | 214.1455 | 222.8508
23/05/1982 15:00:00 | 127.7559 | 162.364 | 175.3461 | 193.5483 | 201.7026 | 214.7688 | 221.611 | 227.4042
23/05/1982 16:00:00 | 133.2083 | 166.66 | 177.1026 | 193.425 | 201.7337 | 213.5457 | 220.2976 | 225.3786
23/05/1982 17:00:00 | 141.1325 | 180.8599 | 192.4335 | 209.3472 | 216.5046 | 226.3813 | 228.7859 | 229.9262
23/05/1982 18:00:00 | 162.5213 | 196.9401 | 206.9302 | 218.4123 | 221.8519 | 226.5862 | 227.2607 | 227.686
23/05/1982 19:00:00 | 176.807 | 193.7693 | 197.3482 | 201.0784 | 200.1679 | 199.0181 | 196.9524 | 196.0741
23/05/1982 20:00:00 | 168.7927 | 170.4433 | 167.3104 | 164.5052 | 162.0688 | 158.3816 | 155.6489 | 153.0918
23/05/1982 21:00:00 | 154.0677 | 149.4079 | 144.9479 | 141.4241 | 140.6997 | 139.5692 | 140.9188 | 140.6162
23/05/1982 22:00:00 | 153.2295 | 149.8763 | 147.5652 | 146.4632 | 147.0472 | 147.4004 | 148.3198 | 147.7648
23/05/1982 23:00:00 | 156.8909 | 154.0789 | 151.6064 | 149.5334 | 148.7763 | 146.1902 | 143.1675 | 139.8413
24/05/1982 00:00:00 | 156.7083 | 152.1531 | 149.428 | 145.9049 | 143.9302 | 140.2536 | 137.6214 | 135.5198
24/05/1982 01:00:00 | 150.1794 | 150.6464 | 150.6327 | 151.4126 | 152.2488 | 153.908 | 154.3037 | 154.6151
24/05/1982 02:00:00 | 151.8211 | 158.5957 | 160.7018 | 164.4736 | 166.7371 | 170.498 | 170.312 | 169.9771
24/05/1982 03:00:00 | 159.3885 | 163.3365 | 166.2688 | 167.7149 | 167.674 | 167.1739 | 163.7872 | 161.9725
24/05/1982 04:00:00 | 149.2612 | 150.0108 | 154.7972 | 156.1808 | 155.567 | 154.1389 | 150.9829 | 150.3623
24/05/1982 05:00:00 | 132.9059 | 132.4629 | 138.0573 | 140.8797 | 142.4201 | 144.0874 | 144.1723 | 145.587
24/05/1982 06:00:00 | 126.5153 | 124.6836 | 131.1669 | 135.3425 | 138.1246 | 141.0415 | 142.9329 | 145.4577
24/05/1982 07:00:00 | 117.0817 | 116.0938 | 122.1735 | 126.4459 | 129.2874 | 130.5041 | 130.6628 | 130.5245
24/05/1982 08:00:00 | 102.0634 | 104.4943 | 107.8217 | 111.7789 | 115.1796 | 115.1005 | 115.7064 | 113.2694
24/05/1982 09:00:00 | 97.4539 | 100.7099 | 102.0362 | 104.0547 | 106.1153 | 106.1807 | 107.8873 | 106.7034
24/05/1982 10:00:00 | 98.2223 | 99.1441 | 101.1447 | 102.4275 | 103.8704 | 105.1376 | 106.7639 | 107.8206
24/05/1982 11:00:00 | 91.9354 | 91.4873 | 95.7702 | 98.2211 | 98.8946 | 101.4207 | 103.7002 | 107.3155
24/05/1982 12:00:00 | 100.5488 | 100.5939 | 100.7835 | 101.1658 | 100.045 | 101.1272 | 101.1085 | 102.6564
24/05/1982 13:00:00 | 144.1002 | 145.2546 | 138.9777 | 136.3397 | 134.7202 | 132.3887 | 129.5044 | 126.0331
24/05/1982 14:00:00 | 202.249 | 203.9746 | 196.2305 | 192.8317 | 190.7735 | 185.8279 | 181.2515 | 174.8123
24/05/1982 15:00:00 | 237.5 | 237.5 | 234.695 | 232.405 | 230.8734 | 227.707 | 222.6944 | 215.3399
24/05/1982 16:00:00 | 237.5 | 237.5 | 237.5 | 237.5 | 237.5 | 237.5 | 237.5 | 237.5
24/05/1982 17:00:00 | 237.5 | 237.5 | 237.5 | 237.5 | 237.5 | 237.5 | 237.5 | 237.5
24/05/1982 18:00:00 | 237.5 | 237.5 | 237.5 | 237.5 | 237.5 | 237.5 | 237.5 | 237.5
24/05/1982 19:00:00 | 237.5 | 237.5 | 237.5 | 237.5 | 237.5 | 237.5 | 237.5 | 237.5
24/05/1982 20:00:00 | 237.5 | 237.5 | 237.5 | 237.5 | 237.5 | 237.5 | 237.5 | 237.5
24/05/1982 21:00:00 | 236.9325 | 237.3709 | 235.5908 | 233.8909 | 233.2243 | 232.7266 | 233.575 | 234.1878
24/05/1982 22:00:00 | 231.7193 | 231.6883 | 229.3212 | 226.0775 | 221.0798 | 213.8288 | 211.0433 | 209.1653
24/05/1982 23:00:00 | 220.1923 | 221.6011 | 216.321 | 210.2461 | 204.1014 | 191.3278 | 183.6161 | 176.6303
25/05/1982 00:00:00 | 207.5194 | 210.8652 | 205.8373 | 200.7507 | 194.8934 | 181.905 | 172.7505 | 163.3947
25/05/1982 01:00:00 | 195.9763 | 200.1333 | 195.2358 | 191.3968 | 187.2752 | 177.7215 | 169.6738 | 161.3026
25/05/1982 02:00:00 | 195.3042 | 199.4302 | 194.5619 | 191.4153 | 189.6273 | 183.1666 | 177.1199 | 169.526
25/05/1982 03:00:00 | 192.5096 | 196.5195 | 194.9757 | 193.431 | 192.5918 | 188.3429 | 184.0492 | 178.995
25/05/1982 04:00:00 | 168.6535 | 175.444 | 178.013 | 179.6847 | 178.7765 | 175.8363 | 170.81 | 167.0446
25/05/1982 05:00:00 | 156.436 | 168.4021 | 172.1093 | 176.0948 | 174.9829 | 170.5544 | 163.331 | 157.1262
25/05/1982 06:00:00 | 172.4498 | 185.092 | 189.2261 | 193.4052 | 191.9477 | 187.167 | 178.9074 | 172.3265
25/05/1982 07:00:00 | 179.5419 | 187.0466 | 191.4226 | 194.5687 | 194.9411 | 194.2825 | 186.9493 | 182.3391
25/05/1982 08:00:00 | 166.1522 | 172.334 | 177.9185 | 182.1557 | 184.365 | 186.0623 | 180.7658 | 177.5431
25/05/1982 09:00:00 | 149.2571 | 159.9396 | 168.597 | 176.4162 | 179.9479 | 183.8992 | 181.763 | 181.1207
25/05/1982 10:00:00 | 146.4794 | 161.2233 | 167.6101 | 175.5737 | 179.1338 | 185.3073 | 186.2341 | 188.0928
25/05/1982 11:00:00 | 167.7834 | 185.011 | 189.2579 | 197.3501 | 201.3417 | 207.405 | 210.1375 | 212.0434
25/05/1982 12:00:00 | 188.9448 | 206.7302 | 212.9338 | 222.4042 | 227.1795 | 230.4617 | 231.9979 | 232.9338
25/05/1982 13:00:00 | 196.0952 | 213.1736 | 221.1044 | 229.1897 | 232.036 | 236.306 | 237.5 | 237.5
25/05/1982 14:00:00 | 193.1127 | 208.458 | 217.3244 | 227.4498 | 230.189 | 235.5728 | 237.5 | 237.5
25/05/1982 15:00:00 | 173.6857 | 186.9949 | 197.3256 | 208.6392 | 214.1316 | 226.796 | 230.4969 | 235.1548
25/05/1982 16:00:00 | 149.94 | 160.5525 | 169.6805 | 180.6845 | 186.9117 | 201.1254 | 209.9622 | 220.3306
25/05/1982 17:00:00 | 131.1057 | 139.7464 | 146.466 | 155.5226 | 162.1262 | 176.0579 | 187.0623 | 198.3797
25/05/1982 18:00:00 | 112.8226 | 119.7618 | 125.4479 | 133.9172 | 141.5149 | 156.2687 | 169.0139 | 180.5059
25/05/1982 19:00:00 | 96.745 | 101.604 | 107.037 | 114.8882 | 122.6698 | 138.6187 | 152.4594 | 165.3234
25/05/1982 20:00:00 | 74.907 | 78.4936 | 83.3986 | 88.9599 | 95.7518 | 109.2997 | 121.9048 | 134.2404
25/05/1982 21:00:00 | 44.8172 | 48.9673 | 52.9665 | 56.8577 | 60.9208 | 69.8328 | 77.3998 | 85.3028
25/05/1982 22:00:00 | 20.2588 | 24.7641 | 28.1403 | 31.9008 | 33.8376 | 38.9092 | 42.3782 | 46.6718
25/05/1982 23:00:00 | 6.0464 | 8.8283 | 11.5834 | 14.4581 | 16.1184 | 19.9017 | 22.3072 | 25.3078
26/05/1982 00:00:00 | 0 | 1.1552 | 2.8373 | 4.8525 | 5.8844 | 8.391 | 10.2281 | 12.8462
26/05/1982 01:00:00 | 0 | 0 | 0 | 0.54458 | 1.0308 | 2.7205 | 4.0662 | 5.9712
26/05/1982 02:00:00 | 0 | 0 | 0 | 0 | 0 | 0.80804 | 1.2402 | 2.0751
26/05/1982 03:00:00 | 4.5236 | 2.8186 | 1.8578 | 1.4378 | 1.3709 | 1.4176 | 1.533 | 1.8064
26/05/1982 04:00:00 | 19.1187 | 15.6946 | 12.4471 | 9.7244 | 8.6876 | 6.9501 | 6.1998 | 5.4961
26/05/1982 05:00:00 | 26.0155 | 24.2995 | 21.8115 | 19.4579 | 17.9841 | 14.6931 | 12.7452 | 10.9622
26/05/1982 06:00:00 | 24.5785 | 22.8817 | 21.613 | 20.085 | 18.9554 | 16.9469 | 15.3781 | 14.4132
26/05/1982 07:00:00 | 15.3212 | 15.073 | 14.8718 | 14.1944 | 13.3789 | 12.2123 | 11.4361 | 11.4363
26/05/1982 08:00:00 | 7.443 | 6.9563 | 6.811 | 6.1423 | 5.4392 | 4.4357 | 3.9833 | 3.9646
26/05/1982 09:00:00 | 4.7486 | 4.6183 | 4.5347 | 4.0045 | 3.3368 | 2.1864 | 1.612 | 1.3401
26/05/1982 10:00:00 | 2.8418 | 3.2922 | 3.3122 | 3.3504 | 3.2251 | 2.8928 | 2.6172 | 2.3533
26/05/1982 11:00:00 | 6.3762 | 6.7611 | 6.3099 | 6.3051 | 6.329 | 6.1502 | 6.1669 | 5.8705
26/05/1982 12:00:00 | 17.0724 | 18.7663 | 18.2501 | 18.4455 | 18.1792 | 17.0685 | 16.4631 | 15.3635
26/05/1982 13:00:00 | 31.5795 | 35.4628 | 33.7666 | 33.0858 | 32.3643 | 29.6487 | 28.5788 | 26.5736
26/05/1982 14:00:00 | 49.0054 | 58.0195 | 53.3657 | 50.5668 | 48.8559 | 43.7624 | 41.6213 | 37.7449
26/05/1982 15:00:00 | 66.9678 | 85.592 | 83.8109 | 83.4242 | 80.6373 | 74.3878 | 69.4771 | 64.6827
26/05/1982 16:00:00 | 70.1326 | 99.4316 | 109.033 | 122.277 | 124.5224 | 127.3717 | 123.806 | 121.4587
26/05/1982 17:00:00 | 49.7315 | 77.4364 | 94.3968 | 118.702 | 131.3181 | 153.4333 | 158.9089 | 164.2746
26/05/1982 18:00:00 | 24.8109 | 41.5668 | 55.4763 | 76.1855 | 89.7001 | 117.7436 | 132.0518 | 147.4453
26/05/1982 19:00:00 | 12.5528 | 21.78 | 29.6242 | 41.431 | 50.9215 | 71.6073 | 87.2018 | 103.0962
26/05/1982 20:00:00 | 7.7485 | 12.5544 | 16.6878 | 23.3511 | 28.7449 | 40.8723 | 50.9065 | 60.552
26/05/1982 21:00:00 | 4.2514 | 5.2395 | 6.2789 | 8.5688 | 10.9995 | 16.9028 | 22.5598 | 28.0955
26/05/1982 22:00:00 | 3.5406 | 2.2557 | 1.712 | 1.6863 | 2.0744 | 3.8283 | 6.1153 | 8.5452
26/05/1982 23:00:00 | 4.3542 | 2.8649 | 1.7628 | 0.94693 | 0.45584 | 0 | 0.0028762 | 0.4046
27/05/1982 00:00:00 | 7.9032 | 5.7958 | 4.0889 | 2.0046 | 0.99231 | 0 | 0 | 0
27/05/1982 01:00:00 | 19.2133 | 13.9841 | 10.1836 | 6.7701 | 4.2683 | 0.96223 | 0 | 0
27/05/1982 02:00:00 | 30.6816 | 22.3053 | 16.2162 | 10.0101 | 6.2477 | 1.5718 | 0.027595 | 0
27/05/1982 03:00:00 | 49.4144 | 37.3026 | 27.7646 | 18.7228 | 12.5527 | 5.5935 | 2.6277 | 0.97428
27/05/1982 04:00:00 | 75.9292 | 64.5021 | 53.4029 | 41.6763 | 32.7964 | 20.7106 | 13.4776 | 8.8545
27/05/1982 05:00:00 | 69.6318 | 56.9692 | 52.3991 | 43.1592 | 34.3083 | 25.0776 | 19.7908 | 17.8282
27/05/1982 06:00:00 | 80.4409 | 70.7341 | 69.7355 | 64.4355 | 57.2953 | 48.9634 | 43.3929 | 41.805
27/05/1982 07:00:00 | 132.6148 | 141.9552 | 147.9908 | 154.2777 | 157.2452 | 150.4579 | 141.0978 | 130.3146
27/05/1982 08:00:00 | 166.6046 | 181.0712 | 183.7053 | 189.9566 | 194.111 | 194.1034 | 191.2593 | 184.4144
27/05/1982 09:00:00 | 230.3027 | 232.6334 | 228.8532 | 227.2132 | 226.8124 | 221.4322 | 215.775 | 206.0148
27/05/1982 10:00:00 | 237.5 | 237.5 | 237.5 | 237.5 | 237.5 | 237.5 | 237.5 | 232.1602
27/05/1982 11:00:00 | 237.5 | 237.5 | 237.5 | 237.5 | 237.5 | 224.7365 | 189.127 | 163.1997
27/05/1982 12:00:00 | 237.5 | 237.5 | 237.5 | 221.9292 | 190.1031 | 143.2597 | 110.1256 | 92.52
27/05/1982 13:00:00 | 237.5 | 237.5 | 237.5 | 229.6955 | 220.0873 | 192.6484 | 177.1524 | 159.6492
27/05/1982 14:00:00 | 237.5 | 237.5 | 237.5 | 237.5 | 237.5 | 237.5 | 237.5 | 237.5
27/05/1982 15:00:00 | 221.2894 | 225.4029 | 230.0199 | 231.9783 | 232.4039 | 234.2415 | 235.7858 | 237.5
27/05/1982 16:00:00 | 148.6064 | 154.3378 | 160.9339 | 165.6633 | 168.775 | 176.2642 | 182.5489 | 189.5363
27/05/1982 17:00:00 | 119.5758 | 124.5964 | 129.5957 | 133.8811 | 137.2952 | 145.0016 | 151.7447 | 158.4849
27/05/1982 18:00:00 | 91.9955 | 95.1955 | 98.7372 | 101.6991 | 104.0657 | 109.3894 | 113.549 | 117.7394
27/05/1982 19:00:00 | 68.1108 | 72.0986 | 75.9127 | 79.8098 | 82.5033 | 87.1696 | 90.8882 | 94.2286
27/05/1982 20:00:00 | 57.0965 | 63.4473 | 67.726 | 73.155 | 77.4496 | 84.9827 | 91.2998 | 96.6421
27/05/1982 21:00:00 | 66.4296 | 74.7636 | 80.9322 | 88.702 | 94.5429 | 105.2254 | 113.5365 | 120.6311
27/05/1982 22:00:00 | 73.1521 | 80.0427 | 85.2603 | 90.9271 | 93.545 | 99.0436 | 101.1944 | 103.9266
27/05/1982 23:00:00 | 51.3535 | 53.9664 | 56.5886 | 58.1054 | 57.5587 | 56.827 | 55.2123 | 54.6791
28/05/1982 00:00:00 | 23.1907 | 23.6793 | 25.6394 | 26.317 | 25.2732 | 24.2427 | 22.6644 | 22.5579
28/05/1982 01:00:00 | 5.8333 | 5.8586 | 6.7833 | 7.0727 | 6.5186 | 6.5423 | 6.0189 | 6.4812
28/05/1982 02:00:00 | 0.47515 | 1.0276 | 1.4321 | 1.8311 | 1.9494 | 2.7327 | 2.9387 | 3.3991
28/05/1982 03:00:00 | 2.2435 | 3.1221 | 3.607 | 4.2047 | 4.4441 | 4.939 | 5.1392 | 5.3403
28/05/1982 04:00:00 | 5.1875 | 4.9018 | 5.2229 | 5.1285 | 4.8015 | 4.5953 | 4.3178 | 4.5211
28/05/1982 05:00:00 | 2.1357 | 2.1743 | 2.7018 | 2.9351 | 2.8474 | 3.1316 | 3.1058 | 3.503
28/05/1982 06:00:00 | 0 | 0 | 0 | 0.0077328 | 0.042408 | 0.40319 | 0.56777 | 0.97303
28/05/1982 07:00:00 | 0 | 0 | 0 | 0 | 0 | 0 | 0 | 0
28/05/1982 08:00:00 | 0 | 0 | 0 | 0 | 0 | 0.49468 | 1.2943 | 1.8899
28/05/1982 09:00:00 | 1.7567 | 3.7459 | 4.8198 | 6.1767 | 7.177 | 8.7833 | 9.6701 | 10.5427
28/05/1982 10:00:00 | 5.4268 | 7.9019 | 10.2537 | 12.9711 | 14.0718 | 15.9862 | 14.5899 | 14.2194
28/05/1982 11:00:00 | 10.6089 | 14.0545 | 16.3401 | 18.3474 | 17.6319 | 16.0845 | 12.1259 | 9.772
28/05/1982 12:00:00 | 16.5378 | 16.2752 | 15.5905 | 13.9259 | 11.6791 | 8.202 | 5.6272 | 3.9383
28/05/1982 13:00:00 | 12.5801 | 9.6964 | 8.4643 | 6.7232 | 5.5305 | 3.6588 | 2.7318 | 2.2005
28/05/1982 14:00:00 | 8.5427 | 6.9083 | 6.2726 | 5.3264 | 4.8205 | 4.2389 | 4.2519 | 4.5629
28/05/1982 15:00:00 | 6.4064 | 5.5971 | 5.7382 | 5.7038 | 5.7312 | 6.2636 | 6.9239 | 7.8525
28/05/1982 16:00:00 | 4.4434 | 4.602 | 5.4824 | 6.3344 | 6.9716 | 8.5366 | 10.044 | 11.9986
28/05/1982 17:00:00 | 5.7139 | 7.2832 | 8.5811 | 10.5763 | 12.3319 | 15.6976 | 18.8781 | 21.5926
28/05/1982 18:00:00 | 12.0803 | 16.0103 | 18.2205 | 21.7555 | 24.5821 | 29.5953 | 33.9468 | 37.1944
28/05/1982 19:00:00 | 24.3403 | 30.0712 | 32.5065 | 36.734 | 39.7525 | 44.7738 | 48.3421 | 50.8534
28/05/1982 20:00:00 | 39.4922 | 45.6505 | 47.4099 | 51.1853 | 53.304 | 56.7432 | 59.0838 | 60.4847
28/05/1982 21:00:00 | 54.4849 | 59.401 | 60.2327 | 62.5517 | 63.8277 | 66.163 | 67.7653 | 68.7033
28/05/1982 22:00:00 | 59.1086 | 61.227 | 61.9969 | 62.6539 | 62.3815 | 63.3254 | 62.9131 | 63.5634
28/05/1982 23:00:00 | 48.8554 | 47.9742 | 48.7204 | 48.0162 | 45.8475 | 44.6595 | 41.6675 | 41.1254
29/05/1982 00:00:00 | 31.3811 | 29.5758 | 29.3618 | 27.8996 | 25.7647 | 23.7742 | 20.8404 | 20.0052
29/05/1982 01:00:00 | 16.588 | 14.4688 | 13.5638 | 12.0277 | 10.5435 | 8.9755 | 7.7406 | 7.2915
29/05/1982 02:00:00 | 6.7054 | 5.0975 | 4.5599 | 3.562 | 2.9692 | 2.5978 | 2.5081 | 2.8848
29/05/1982 03:00:00 | 1.2477 | 0.50897 | 0.93086 | 1.0308 | 1.2566 | 2.2191 | 3.2917 | 4.8113
29/05/1982 04:00:00 | 0.24886 | 0.20046 | 1.2059 | 2.0627 | 2.7863 | 4.3102 | 4.7237 | 5.631
29/05/1982 05:00:00 | 0 | 0 | 0.37882 | 0.94695 | 1.0854 | 1.3671 | 1.0877 | 1.1049
29/05/1982 06:00:00 | 0 | 0 | 0 | 0 | 0 | 0 | 0 | 0
29/05/1982 07:00:00 | 0 | 0 | 0 | 0 | 0 | 0 | 0 | 0
29/05/1982 08:00:00 | 0 | 0 | 0 | 0 | 0 | 0 | 0 | 0
29/05/1982 09:00:00 | 0 | 0 | 0 | 0 | 0 | 0 | 0 | 0
29/05/1982 10:00:00 | 0 | 0 | 0 | 0 | 0 | 0 | 0 | 0
29/05/1982 11:00:00 | 0 | 0 | 0 | 0 | 0 | 0 | 0 | 0
29/05/1982 12:00:00 | 0 | 0 | 0 | 0 | 0 | 0 | 0 | 0
29/05/1982 13:00:00 | 0 | 0 | 0 | 0 | 0 | 0 | 0 | 0
29/05/1982 14:00:00 | 1.1898 | 0 | 0 | 0 | 0 | 0 | 0 | 0
29/05/1982 15:00:00 | 10.2703 | 7.152 | 5.0324 | 2.9749 | 1.7845 | 0.31479 | 0 | 0
29/05/1982 16:00:00 | 23.1768 | 18.4154 | 14.9877 | 12.0419 | 10.2316 | 7.5006 | 5.8432 | 4.2231
29/05/1982 17:00:00 | 42.0974 | 35.5257 | 30.9922 | 26.629 | 24.3519 | 19.8355 | 16.9877 | 14.0768
29/05/1982 18:00:00 | 69.3822 | 61.1576 | 54.5411 | 48.5688 | 45.3243 | 38.9689 | 34.7385 | 30.6644
29/05/1982 19:00:00 | 107.17 | 96.4272 | 88.4249 | 80.7974 | 76.6072 | 67.8051 | 61.8015 | 55.8627
29/05/1982 20:00:00 | 154.0677 | 141.6082 | 133.5161 | 124.2616 | 119.3766 | 109.5087 | 102.7853 | 96.9347
29/05/1982 21:00:00 | 191.933 | 183.7428 | 177.3954 | 170.4976 | 166.7457 | 159.4741 | 154.0307 | 148.7153
29/05/1982 22:00:00 | 204.6684 | 204.3519 | 202.45 | 201.1488 | 200.2424 | 198.412 | 196.3499 | 194.0442
29/05/1982 23:00:00 | 177.6463 | 188.6821 | 196.012 | 203.8871 | 205.6532 | 209.8071 | 211.1697 | 213.3475
30/05/1982 00:00:00 | 136.9612 | 148.6948 | 159.8107 | 171.9553 | 177.8467 | 189.4662 | 197.356 | 204.9142
30/05/1982 01:00:00 | 118.6552 | 122.4523 | 128.1407 | 135.5589 | 141.1271 | 151.7309 | 161.7946 | 170.4644
30/05/1982 02:00:00 | 124.0446 | 125.4821 | 127.5814 | 130.0491 | 131.4559 | 134.639 | 137.9732 | 141.2152
30/05/1982 03:00:00 | 128.9598 | 132.0778 | 133.2536 | 134.7036 | 134.9424 | 135.9763 | 136.7392 | 137.8326
30/05/1982 04:00:00 | 115.2212 | 118.9447 | 119.7652 | 121.7446 | 122.798 | 125.3517 | 127.3853 | 129.2697
30/05/1982 05:00:00 | 104.736 | 106.7057 | 107.0802 | 108.3229 | 109.3888 | 111.3145 | 112.7606 | 113.7597
30/05/1982 06:00:00 | 104.2635 | 106.7349 | 106.1171 | 106.3033 | 106.9242 | 107.0341 | 106.9697 | 106.1219
30/05/1982 07:00:00 | 97.7744 | 103.3745 | 103.4426 | 105.1268 | 105.9303 | 106.2544 | 106.037 | 104.8669
30/05/1982 08:00:00 | 96.2754 | 105.0961 | 107.9505 | 112.9554 | 115.0063 | 116.397 | 116.7601 | 115.8384
30/05/1982 09:00:00 | 106.7251 | 120.2181 | 124.308 | 130.4809 | 133.7393 | 135.5454 | 136.6695 | 135.6445
30/05/1982 10:00:00 | 125.8723 | 142.5119 | 142.6758 | 146.4785 | 149.7775 | 149.9943 | 151.0972 | 147.9532
30/05/1982 11:00:00 | 145.6562 | 164.7497 | 159.9467 | 161.6408 | 165.8602 | 165.5997 | 166.8516 | 160.8801
30/05/1982 12:00:00 | 153.4901 | 174.4142 | 168.8391 | 171.3032 | 177.2361 | 181.6025 | 185.6183 | 181.8886
30/05/1982 13:00:00 | 159.6966 | 178.6643 | 171.3345 | 173.1333 | 180.2629 | 189.2212 | 197.8208 | 198.3091
30/05/1982 14:00:00 | 165.0528 | 181.1814 | 171.5224 | 171.349 | 177.8338 | 188.5954 | 199.2351 | 202.4342
30/05/1982 15:00:00 | 166.5294 | 181.3896 | 173.2525 | 172.9122 | 177.9085 | 187.541 | 198.1431 | 202.752
30/05/1982 16:00:00 | 181.257 | 195.3309 | 190.8631 | 191.5078 | 194.8815 | 196.5743 | 202.3312 | 201.5254
30/05/1982 17:00:00 | 188.0424 | 200.782 | 198.6377 | 201.2459 | 204.267 | 201.1771 | 201.653 | 194.9992
30/05/1982 18:00:00 | 164.6176 | 175.555 | 174.8563 | 179.8438 | 182.9768 | 183.9804 | 184.6055 | 180.7553
30/05/1982 19:00:00 | 141.7813 | 151.7621 | 155.3474 | 163.9657 | 166.3116 | 175.4504 | 178.0484 | 182.3392
30/05/1982 20:00:00 | 142.6715 | 153.8697 | 166.7751 | 181.7626 | 186.0318 | 203.3131 | 210.0114 | 221.5566
30/05/1982 21:00:00 | 160.4306 | 171.8027 | 192.7332 | 211.0014 | 217.1935 | 230.6587 | 235.6024 | 237.5
30/05/1982 22:00:00 | 183.7298 | 193.0554 | 210.6163 | 225.2715 | 228.3659 | 235.6004 | 237.5 | 237.5
30/05/1982 23:00:00 | 210.4795 | 219.2506 | 227.0728 | 231.017 | 232.6492 | 237.3032 | 237.5 | 237.5
31/05/1982 00:00:00 | 226.0028 | 230.9635 | 233.2662 | 235.8761 | 237.4662 | 237.5 | 237.5 | 237.5
31/05/1982 01:00:00 | 229.0831 | 233.3059 | 235.3348 | 237.4463 | 237.5 | 237.5 | 237.5 | 237.5
31/05/1982 02:00:00 | 229.6505 | 232.8327 | 234.4176 | 235.9545 | 236.7845 | 237.5 | 237.5 | 237.5
31/05/1982 03:00:00 | 223.3935 | 227.549 | 228.9749 | 230.3867 | 231.1153 | 232.9066 | 234.1634 | 235.5856
31/05/1982 04:00:00 | 206.408 | 210.8229 | 213.6943 | 216.4529 | 218.0953 | 221.803 | 224.5105 | 227.0516
31/05/1982 05:00:00 | 187.9686 | 191.8975 | 196.1539 | 199.6276 | 200.5995 | 204.332 | 206.6999 | 210.2504
31/05/1982 06:00:00 | 164.0306 | 169.9203 | 173.0825 | 176.9552 | 177.9692 | 182.4608 | 184.3756 | 187.6257
31/05/1982 07:00:00 | 128.6006 | 138.8582 | 141.289 | 146.5444 | 149.1158 | 155.7 | 158.2405 | 160.8396
31/05/1982 08:00:00 | 98.3793 | 109.0334 | 112.0413 | 118.4341 | 121.6948 | 128.9738 | 132.8167 | 135.9477
31/05/1982 09:00:00 | 70.8848 | 82.6455 | 85.8764 | 93.5273 | 98.038 | 107.7377 | 113.2592 | 117.5796
31/05/1982 10:00:00 | 42.8411 | 51.7886 | 54.6483 | 61.6546 | 66.3376 | 77.4036 | 82.897 | 87.7189
31/05/1982 11:00:00 | 24.51 | 29.6734 | 32.02 | 37.1218 | 39.8765 | 47.8789 | 51.0607 | 55.0852
31/05/1982 12:00:00 | 16.2249 | 20.2231 | 22.8 | 27.3457 | 28.8552 | 34.863 | 36.6847 | 40.521
31/05/1982 13:00:00 | 15.6884 | 19.5425 | 22.6677 | 27.553 | 28.8813 | 34.1019 | 36.7082 | 41.1109
31/05/1982 14:00:00 | 17.9357 | 22.1736 | 26.2005 | 32.1069 | 33.3844 | 37.563 | 41.1455 | 45.4348
31/05/1982 15:00:00 | 18.014 | 23.2742 | 28.0057 | 34.738 | 36.6048 | 41.312 | 44.7468 | 49.0643
31/05/1982 16:00:00 | 14.0579 | 19.4931 | 23.1463 | 28.7213 | 31.4046 | 37.1683 | 41.437 | 45.4078
31/05/1982 17:00:00 | 11.4917 | 16.8913 | 18.6536 | 22.7521 | 25.787 | 31.5068 | 34.8319 | 37.4137
31/05/1982 18:00:00 | 9.1505 | 13.3011 | 14.5154 | 17.9735 | 21.0169 | 25.8922 | 29.6434 | 33.3887
31/05/1982 19:00:00 | 1.5593 | 3.2263 | 4.4042 | 6.1679 | 7.4424 | 9.7251 | 12.5606 | 16.0906
31/05/1982 20:00:00 | 0 | 0 | 0 | 0 | 0 | 0.59476 | 1.3041 | 2.1242
31/05/1982 21:00:00 | 0 | 0 | 0 | 0 | 0 | 0 | 0.29704 | 0.6824
31/05/1982 22:00:00 | 5.1336 | 4.3977 | 3.7157 | 2.6733 | 2.5283 | 2.0897 | 2.4558 | 2.7455
31/05/1982 23:00:00 | 12.7301 | 11.7847 | 10.3597 | 8.659 | 8.0647 | 6.768 | 6.5521 | 6.2197
01/06/1982 00:00:00 | 16.1467 | 15.9036 | 14.5441 | 13.3945 | 13.1923 | 11.9459 | 12 | 11.2526
01/06/1982 01:00:00 | 23.5763 | 22.734 | 21.4156 | 19.9154 | 19.6972 | 18.4137 | 18.4686 | 17.8201
01/06/1982 02:00:00 | 28.3349 | 28.2084 | 27.4733 | 26.745 | 26.5333 | 25.4739 | 25.1025 | 24.389
01/06/1982 03:00:00 | 32.474 | 34.4226 | 33.7605 | 34.245 | 34.8828 | 34.7656 | 34.8872 | 33.8263
01/06/1982 04:00:00 | 40.9612 | 42.282 | 41.0135 | 40.9706 | 41.1654 | 40.5278 | 40.6267 | 39.4916
01/06/1982 05:00:00 | 43.0776 | 42.59 | 40.6017 | 39.5366 | 39.0946 | 37.8813 | 37.9791 | 37.1181
01/06/1982 06:00:00 | 39.8129 | 39.6466 | 37.9387 | 37.094 | 36.9864 | 36.4898 | 37.2125 | 36.938
01/06/1982 07:00:00 | 32.9844 | 33.435 | 32.2479 | 31.7864 | 32.0199 | 32.3451 | 33.2133 | 33.3286
01/06/1982 08:00:00 | 26.7272 | 27.9329 | 27.097 | 27.3203 | 28.2153 | 29.2833 | 30.616 | 30.7128
01/06/1982 09:00:00 | 24.1596 | 25.9239 | 26.0245 | 27.0726 | 28.4103 | 30.1843 | 31.8178 | 32.2953
01/06/1982 10:00:00 | 25.2689 | 27.3427 | 27.8491 | 29.4881 | 30.7139 | 32.3972 | 33.316 | 33.6428
01/06/1982 11:00:00 | 28.9524 | 31.6887 | 31.4849 | 32.5911 | 33.2421 | 33.6352 | 33.5653 | 32.854
01/06/1982 12:00:00 | 29.3747 | 32.4913 | 31.1971 | 31.4026 | 31.4775 | 30.6305 | 29.7115 | 27.9939
01/06/1982 13:00:00 | 22.1465 | 23.4045 | 21.3923 | 20.5734 | 20.0282 | 18.6767 | 17.6811 | 16.3333
01/06/1982 14:00:00 | 8.8276 | 8.8799 | 7.5573 | 7.1255 | 6.9999 | 6.5711 | 6.6389 | 6.3013
01/06/1982 15:00:00 | 0 | 0 | 0 | 0 | 0 | 0.22675 | 0.78723 | 0.96033
01/06/1982 16:00:00 | 0 | 0 | 0 | 0 | 0 | 0 | 0 | 0
01/06/1982 17:00:00 | 0 | 0 | 0 | 0 | 0 | 0 | 0 | 0
01/06/1982 18:00:00 | 0 | 0 | 0 | 0 | 0 | 0 | 0 | 0
01/06/1982 19:00:00 | 0 | 0 | 0 | 0 | 0 | 0 | 0 | 0
01/06/1982 20:00:00 | 0 | 0 | 0 | 0 | 0 | 0 | 0 | 0
01/06/1982 21:00:00 | 0 | 0 | 0 | 0 | 0 | 0 | 0 | 0
01/06/1982 22:00:00 | 0 | 0 | 0 | 0 | 0 | 0 | 0 | 0
01/06/1982 23:00:00 | 0 | 0 | 0 | 0 | 0 | 0 | 0 | 0
02/06/1982 00:00:00 | 0 | 0 | 0 | 0 | 0 | 0 | 0 | 0
02/06/1982 01:00:00 | 0 | 0 | 0 | 0 | 0 | 0 | 0 | 0
02/06/1982 02:00:00 | 0 | 0 | 0 | 0 | 0 | 0 | 0 | 0
02/06/1982 03:00:00 | 0 | 0 | 0 | 0 | 0 | 0 | 0 | 0
02/06/1982 04:00:00 | 0 | 0 | 0 | 0 | 0 | 0 | 0 | 0
02/06/1982 05:00:00 | 0 | 0 | 0 | 0 | 0 | 0 | 0 | 0
02/06/1982 06:00:00 | 0 | 0 | 0 | 0 | 0 | 0 | 0 | 0
02/06/1982 07:00:00 | 0 | 0 | 0 | 0 | 0 | 0 | 0 | 0
02/06/1982 08:00:00 | 0 | 0 | 0 | 0 | 0 | 0 | 0 | 0
02/06/1982 09:00:00 | 0 | 0 | 0 | 0 | 0 | 0 | 0 | 0
02/06/1982 10:00:00 | 0 | 0 | 0 | 0 | 0 | 0 | 0 | 0
02/06/1982 11:00:00 | 0 | 0 | 0 | 0 | 0 | 0 | 0 | 0
02/06/1982 12:00:00 | 0 | 0 | 0 | 0 | 0 | 0 | 0 | 0
02/06/1982 13:00:00 | 0 | 0 | 0 | 0 | 0 | 0 | 0 | 0
02/06/1982 14:00:00 | 0 | 0 | 0 | 0 | 0 | 0 | 0 | 0
02/06/1982 15:00:00 | 0.096958 | 0 | 0 | 0 | 0 | 0 | 0 | 0
02/06/1982 16:00:00 | 2.8218 | 1.1255 | 0.16974 | 0 | 0 | 0 | 0 | 0
02/06/1982 17:00:00 | 7.0679 | 5.0161 | 3.6185 | 1.9782 | 1.2626 | 0.036944 | 0 | 0
02/06/1982 18:00:00 | 11.0086 | 8.9993 | 7.647 | 6.2866 | 5.4425 | 3.9753 | 3.0134 | 2.0402
02/06/1982 19:00:00 | 13.5516 | 11.9272 | 10.2289 | 8.9181 | 8.3477 | 7.2659 | 6.5945 | 5.7747
02/06/1982 20:00:00 | 16.394 | 14.8073 | 13.5852 | 12.5342 | 11.9956 | 11.0057 | 10.4434 | 9.7196
02/06/1982 21:00:00 | 17.0163 | 15.6185 | 14.9135 | 13.9639 | 13.463 | 12.6555 | 12.3412 | 12.0334
02/06/1982 22:00:00 | 14.2434 | 13.3759 | 12.354 | 11.44 | 10.9596 | 10 | 9.3924 | 8.7971
02/06/1982 23:00:00 | 11.9674 | 11.2099 | 10.0745 | 9.2373 | 8.9983 | 8.3785 | 8.0938 | 7.5077
03/06/1982 00:00:00 | 15.8785 | 14.1764 | 12.9697 | 11.5965 | 10.9495 | 9.6133 | 9.047 | 8.4492
03/06/1982 01:00:00 | 17.5502 | 16.7801 | 15.3034 | 14.2219 | 13.9059 | 13.064 | 12.5091 | 11.6155
03/06/1982 02:00:00 | 16.9382 | 16.9921 | 16.477 | 16.2493 | 16.4395 | 16.3866 | 16.5645 | 16.2358
03/06/1982 03:00:00 | 20.6317 | 19.7888 | 18.9059 | 17.9717 | 17.6775 | 16.716 | 16.3418 | 15.6527
03/06/1982 04:00:00 | 20.9496 | 19.8392 | 18.7551 | 17.5814 | 16.9499 | 15.645 | 14.7774 | 13.9576
03/06/1982 05:00:00 | 18.8543 | 18.3699 | 18.0171 | 17.3325 | 16.8027 | 16.0676 | 15.3034 | 14.8857
03/06/1982 06:00:00 | 14.7561 | 15.4389 | 16.331 | 16.9224 | 17.087 | 17.5272 | 17.6344 | 18.1131
03/06/1982 07:00:00 | 13.2438 | 14.3282 | 14.8328 | 15.6753 | 16.2601 | 17.446 | 18.4373 | 19.3424
03/06/1982 08:00:00 | 12.2575 | 13.5684 | 13.1728 | 13.722 | 14.2762 | 15.5226 | 16.5114 | 16.8961
03/06/1982 09:00:00 | 16.627 | 18.5087 | 18.1255 | 18.8707 | 19.7552 | 20.6677 | 21.4759 | 21.1965
03/06/1982 10:00:00 | 28.9205 | 31.3749 | 30.6721 | 31.3056 | 32.583 | 33.1102 | 33.9579 | 33.0826
03/06/1982 11:00:00 | 35.0961 | 36.9393 | 36.7494 | 38.017 | 39.3735 | 40.6485 | 41.6175 | 41.2412
03/06/1982 12:00:00 | 36.4333 | 37.6518 | 37.6367 | 38.6604 | 39.8123 | 41.2005 | 41.9486 | 41.8564
03/06/1982 13:00:00 | 42.6651 | 41.936 | 42.2245 | 42.4678 | 42.7721 | 44.0159 | 44.4112 | 45.2793
03/06/1982 14:00:00 | 46.735 | 45.7876 | 44.9914 | 44.5376 | 43.7308 | 44.4988 | 44.3113 | 45.3623
03/06/1982 15:00:00 | 54.8662 | 58.9353 | 56.7763 | 56.1705 | 54.6313 | 53.179 | 51.5209 | 50.3378
03/06/1982 16:00:00 | 50.6783 | 61.5906 | 62.6836 | 65.8848 | 66.2932 | 66.2226 | 64.0674 | 61.6267
03/06/1982 17:00:00 | 21.1217 | 28.4148 | 31.2139 | 35.946 | 39.6641 | 44.7063 | 46.0565 | 46.668
03/06/1982 18:00:00 | 9.2421 | 11.8516 | 13.3485 | 15.6331 | 17.9745 | 21.3974 | 23.9074 | 25.6907
03/06/1982 19:00:00 | 13.4892 | 14.4822 | 15.2178 | 15.8721 | 16.9169 | 18.0878 | 19.9327 | 20.9966
03/06/1982 20:00:00 | 26.589 | 27.9306 | 28.2082 | 28.4482 | 29.0587 | 29.4063 | 30.6666 | 30.9595
03/06/1982 21:00:00 | 42.4615 | 45.3369 | 44.9139 | 45.3356 | 45.9564 | 45.6836 | 46.015 | 44.9288
03/06/1982 22:00:00 | 37.2449 | 41.5857 | 42.238 | 44.0953 | 45.3549 | 46.7034 | 47.761 | 47.4329
03/06/1982 23:00:00 | 26.8438 | 29.1517 | 29.845 | 31.2651 | 32.1384 | 33.9611 | 35.2652 | 36.4095
04/06/1982 00:00:00 | 26.1287 | 27.9688 | 27.6429 | 28.3669 | 28.8745 | 29.761 | 30.2967 | 30.3585
04/06/1982 01:00:00 | 31.7283 | 33.8305 | 34.0501 | 34.9922 | 35.5074 | 36.426 | 36.8592 | 36.9076
04/06/1982 02:00:00 | 33.4964 | 35.5556 | 36.4448 | 38.1252 | 39.4104 | 41.3982 | 42.9334 | 43.8096
04/06/1982 03:00:00 | 33.5142 | 37.3799 | 37.4088 | 39.0614 | 40.4433 | 41.635 | 42.6689 | 42.1832
04/06/1982 04:00:00 | 42.7542 | 46.6722 | 45.5988 | 46.0641 | 46.625 | 45.8132 | 46.1508 | 44.8434
04/06/1982 05:00:00 | 47.2465 | 52.4575 | 53.8929 | 56.0027 | 56.7006 | 55.9526 | 55.1343 | 53.5316
04/06/1982 06:00:00 | 39.7886 | 45.0155 | 48.5023 | 52.6122 | 53.81 | 55.0876 | 54.1635 | 53.6025
04/06/1982 07:00:00 | 32.0734 | 35.6692 | 37.1932 | 39.7869 | 41.0272 | 42.9361 | 43.2557 | 43.467
04/06/1982 08:00:00 | 25.2569 | 28.2175 | 28.9919 | 30.5268 | 31.3199 | 32.2278 | 31.9676 | 31.5827
04/06/1982 09:00:00 | 14.6175 | 16.1088 | 17.2781 | 18.5262 | 19.2529 | 20.4344 | 20.8811 | 21.4539
04/06/1982 10:00:00 | 5.3395 | 5.6624 | 6.7488 | 7.6673 | 8.3804 | 9.9138 | 11.3771 | 12.9547
04/06/1982 11:00:00 | 0 | 0 | 0.26145 | 0.80259 | 1.3283 | 2.6398 | 4.157 | 5.7819
04/06/1982 12:00:00 | 0 | 0 | 0 | 0 | 0 | 0 | 0 | 0.76275
04/06/1982 13:00:00 | 0 | 0 | 0 | 0 | 0 | 0 | 0 | 0
04/06/1982 14:00:00 | 0 | 0 | 0 | 0 | 0 | 0 | 0 | 0
04/06/1982 15:00:00 | 0 | 0 | 0 | 0 | 0 | 0 | 0 | 0
04/06/1982 16:00:00 | 0 | 0 | 0 | 0 | 0 | 0 | 0 | 0
04/06/1982 17:00:00 | 0 | 0 | 0 | 0 | 0 | 0 | 0 | 0
04/06/1982 18:00:00 | 0.94606 | 0.7404 | 1.4536 | 1.8162 | 1.5084 | 1.7831 | 1.4288 | 2.0588
04/06/1982 19:00:00 | 5.0798 | 5.5961 | 7.4289 | 8.6635 | 8.7529 | 9.7402 | 10.0108 | 11.5194
04/06/1982 20:00:00 | 2.954 | 3.3964 | 3.8747 | 4.4285 | 4.9682 | 5.665 | 6.4224 | 6.9848
04/06/1982 21:00:00 | 1.6208 | 1.3458 | 1.0147 | 0.77082 | 0.83761 | 0.73409 | 0.96053 | 0.96418
04/06/1982 22:00:00 | 0.79907 | 0.32299 | 0 | 0 | 0 | 0 | 0 | 0
04/06/1982 23:00:00 | 0 | 0 | 0 | 0 | 0 | 0 | 0 | 0
05/06/1982 00:00:00 | 0 | 0 | 0 | 0 | 0 | 0 | 0 | 0
05/06/1982 01:00:00 | 0 | 0 | 0 | 0 | 0 | 0 | 0 | 0
05/06/1982 02:00:00 | 0 | 0 | 0 | 0 | 0 | 0 | 0 | 0
05/06/1982 03:00:00 | 0 | 0 | 0 | 0 | 0 | 0 | 0 | 0
05/06/1982 04:00:00 | 0 | 0 | 0 | 0 | 0 | 0 | 0 | 0
05/06/1982 05:00:00 | 0 | 0 | 0 | 0 | 0 | 0 | 0 | 0
05/06/1982 06:00:00 | 0 | 0 | 0 | 0 | 0 | 0 | 0 | 0
05/06/1982 07:00:00 | 0 | 0 | 0 | 0 | 0 | 0 | 0.090503 | 0.15846
05/06/1982 08:00:00 | 0 | 0 | 0 | 0 | 0 | 0 | 0 | 0
05/06/1982 09:00:00 | 0 | 0 | 0 | 0 | 0 | 0 | 0 | 0
05/06/1982 10:00:00 | 0 | 0 | 0 | 0 | 0 | 0 | 0 | 0
05/06/1982 11:00:00 | 0 | 0 | 0 | 0 | 0 | 0 | 0 | 0
05/06/1982 12:00:00 | 1.4483 | 0.71612 | 0.00042989 | 0 | 0 | 0 | 0 | 0
05/06/1982 13:00:00 | 6.2639 | 5.0112 | 4.0583 | 3.1314 | 2.5202 | 1.5914 | 1.0933 | 0.58334
05/06/1982 14:00:00 | 10.2029 | 8.5633 | 7.9767 | 7.1725 | 6.4326 | 5.3563 | 4.5271 | 3.9187
05/06/1982 15:00:00 | 19.1477 | 16.6457 | 15.8578 | 14.3297 | 13.3549 | 11.7453 | 10.2876 | 9.2805
05/06/1982 16:00:00 | 19.7029 | 16.3882 | 15.801 | 14.048 | 12.7499 | 11.091 | 9.4181 | 8.9218
05/06/1982 17:00:00 | 14.7884 | 11.6937 | 11.2397 | 9.7479 | 8.4891 | 7.1906 | 5.7492 | 5.3065
05/06/1982 18:00:00 | 13.6483 | 11.3904 | 10.9427 | 9.8014 | 8.7725 | 7.3895 | 5.8625 | 5.0126
05/06/1982 19:00:00 | 8.4781 | 6.9995 | 6.5423 | 5.719 | 4.8888 | 3.7587 | 2.6276 | 1.9948
05/06/1982 20:00:00 | 6.3012 | 4.7791 | 4.5652 | 3.7585 | 2.8076 | 1.9278 | 1.268 | 1.1245
05/06/1982 21:00:00 | 11.0743 | 9.0514 | 8.8823 | 7.9294 | 6.9754 | 5.8438 | 4.5741 | 4.1174
05/06/1982 22:00:00 | 16.2785 | 13.2828 | 13.1275 | 11.4381 | 9.8757 | 8.2771 | 6.7541 | 6.2552
05/06/1982 23:00:00 | 15.2432 | 11.9385 | 12.5983 | 10.8659 | 8.9854 | 7.4414 | 5.835 | 5.8058
06/06/1982 00:00:00 | 10.3476 | 8.1547 | 8.6607 | 7.6724 | 6.3486 | 4.8437 | 3.2143 | 3.0105
06/06/1982 01:00:00 | 6.4855 | 4.4489 | 4.0194 | 2.736 | 1.6196 | 0.56556 | 0 | 0
06/06/1982 02:00:00 | 8.0565 | 5.9205 | 4.9411 | 3.2853 | 1.9498 | 0.63752 | 0 | 0
06/06/1982 03:00:00 | 11.5993 | 9.1589 | 8.2565 | 6.7073 | 5.4878 | 3.5115 | 1.9708 | 1.2892
06/06/1982 04:00:00 | 13.6598 | 11.3168 | 10.5693 | 8.916 | 7.7039 | 5.9408 | 4.3626 | 3.5376
06/06/1982 05:00:00 | 12.1166 | 10.2903 | 10.1789 | 9.0069 | 7.9346 | 6.542 | 5.0296 | 4.4229
06/06/1982 06:00:00 | 5.2978 | 4.3477 | 4.5385 | 4.0239 | 3.3835 | 2.7196 | 1.899 | 1.8157
06/06/1982 07:00:00 | 0.87476 | 0.3336 | 0.65571 | 0.50145 | 0.22801 | 0.041985 | 0 | 0
06/06/1982 08:00:00 | 0.46412 | 0 | 0.022433 | 0 | 0 | 0 | 0 | 0
06/06/1982 09:00:00 | 0.266 | 0 | 0 | 0 | 0 | 0 | 0 | 0
06/06/1982 10:00:00 | 0 | 0 | 0 | 0 | 0 | 0 | 0 | 0
06/06/1982 11:00:00 | 0 | 0 | 0 | 0 | 0 | 0 | 0 | 0
06/06/1982 12:00:00 | 1.8456 | 0.74093 | 0.32443 | 0 | 0 | 0 | 0 | 0
06/06/1982 13:00:00 | 6.0698 | 4.447 | 3.9352 | 2.8808 | 1.9058 | 1.0238 | 0.16159 | 0
06/06/1982 14:00:00 | 7.2686 | 5.4571 | 4.9465 | 3.8073 | 2.7773 | 1.5381 | 0.68263 | 0.22949
06/06/1982 15:00:00 | 8.5866 | 6.2276 | 5.6451 | 4.1944 | 2.8527 | 1.3185 | 0.23305 | 0
06/06/1982 16:00:00 | 8.3167 | 5.6662 | 5.1435 | 3.5926 | 2.0919 | 0.75943 | 0 | 0
06/06/1982 17:00:00 | 7.2496 | 4.82 | 4.3707 | 2.9778 | 1.7604 | 0.71996 | 0 | 0
06/06/1982 18:00:00 | 7.2978 | 5.0876 | 5.0851 | 4.0047 | 2.8967 | 1.7807 | 1.0316 | 0.93929
06/06/1982 19:00:00 | 5.7128 | 3.6149 | 4.3111 | 3.5539 | 2.3989 | 1.6783 | 0.92767 | 1.1251
06/06/1982 20:00:00 | 1.7293 | 0.26645 | 0.64734 | 0.12798 | 0 | 0 | 0 | 0
06/06/1982 21:00:00 | 0.046857 | 0 | 0 | 0 | 0 | 0 | 0 | 0
06/06/1982 22:00:00 | 0 | 0 | 0 | 0 | 0 | 0 | 0 | 0
06/06/1982 23:00:00 | 0 | 0 | 0 | 0 | 0 | 0 | 0 | 0
07/06/1982 00:00:00 | 0 | 0 | 0 | 0 | 0 | 0 | 0 | 0
07/06/1982 01:00:00 | 1.5187 | 0.006929 | 0.0046317 | 0 | 0 | 0 | 0 | 0
07/06/1982 02:00:00 | 2.2631 | 0.62732 | 0.79958 | 0 | 0 | 0 | 0 | 0
07/06/1982 03:00:00 | 0.65031 | 0 | 0.054255 | 0 | 0 | 0 | 0 | 0
07/06/1982 04:00:00 | 0 | 0 | 0 | 0 | 0 | 0 | 0 | 0
07/06/1982 05:00:00 | 0 | 0 | 0 | 0 | 0 | 0 | 0 | 0
07/06/1982 06:00:00 | 0 | 0 | 0 | 0 | 0 | 0 | 0 | 0
07/06/1982 07:00:00 | 0 | 0 | 0 | 0 | 0 | 0 | 0 | 0
07/06/1982 08:00:00 | 0 | 0 | 0 | 0 | 0 | 0 | 0 | 0
07/06/1982 09:00:00 | 0 | 0 | 0 | 0 | 0 | 0 | 0 | 0
07/06/1982 10:00:00 | 0 | 0 | 0 | 0 | 0 | 0 | 0 | 0
07/06/1982 11:00:00 | 1.5795 | 1.0366 | 0.35081 | 0 | 0 | 0 | 0 | 0
07/06/1982 12:00:00 | 7.6625 | 6.9438 | 5.6043 | 4.7643 | 4.8141 | 4.094 | 4.21 | 3.3682
07/06/1982 13:00:00 | 12.2057 | 11.0662 | 9.0929 | 8.0007 | 7.6473 | 6.3269 | 5.8092 | 4.6684
07/06/1982 14:00:00 | 15.5934 | 13.707 | 12.0146 | 10.4383 | 9.6884 | 8.1748 | 7.5415 | 6.5729
07/06/1982 15:00:00 | 18.4097 | 15.9004 | 14.3229 | 12.8684 | 12.2742 | 10.8532 | 10.4287 | 9.6964
07/06/1982 16:00:00 | 25.2523 | 22.672 | 21.4659 | 19.9184 | 19.2603 | 17.842 | 17.32 | 16.6654
07/06/1982 17:00:00 | 40.4324 | 37.5766 | 36.5213 | 34.9506 | 34.2145 | 32.4745 | 31.3997 | 30.3212
07/06/1982 18:00:00 | 60.0554 | 57.1 | 56.2625 | 54.5884 | 53.3693 | 50.7942 | 48.8215 | 47.177
07/06/1982 19:00:00 | 79.6677 | 77.0916 | 76.695 | 74.7398 | 72.4819 | 68.8569 | 65.74 | 63.6784
07/06/1982 20:00:00 | 93.158 | 89.7207 | 88.6934 | 86.26 | 83.8188 | 79.5019 | 75.7742 | 73.2715
07/06/1982 21:00:00 | 105.3786 | 99.3632 | 96.1702 | 91.5404 | 88.1891 | 82.9249 | 79.199 | 76.3374
07/06/1982 22:00:00 | 122.3661 | 114.6036 | 109.8037 | 103.825 | 100.3246 | 93.2124 | 88.0527 | 83.9567
07/06/1982 23:00:00 | 131.933 | 122.8884 | 118.4882 | 112.3883 | 108.622 | 101.5725 | 96.4579 | 91.9179
08/06/1982 00:00:00 | 127.6374 | 117.0055 | 111.6315 | 104.5739 | 101.0418 | 94.6867 | 91.0774 | 88.0121
08/06/1982 01:00:00 | 114.3899 | 103.4677 | 96.3296 | 88.2793 | 84.8154 | 78.3232 | 75.3632 | 72.0602
08/06/1982 02:00:00 | 98.258 | 90.3673 | 82.6637 | 75.4292 | 72.4228 | 66.1498 | 62.6069 | 57.9912
08/06/1982 03:00:00 | 75.8099 | 71.7633 | 66.6157 | 62.0453 | 60.2063 | 55.2132 | 52.0707 | 47.8629
08/06/1982 04:00:00 | 56.1253 | 54.7411 | 51.3526 | 48.6498 | 47.3193 | 43.1509 | 40.3347 | 36.5096
08/06/1982 05:00:00 | 45.9253 | 45.1135 | 42.0862 | 39.7919 | 38.3708 | 34.0841 | 31.2481 | 27.558
08/06/1982 06:00:00 | 40.0872 | 38.7979 | 35.2853 | 33.0222 | 31.6486 | 27.5581 | 25.0047 | 21.7768
08/06/1982 07:00:00 | 39.1255 | 37.2628 | 33.6111 | 30.8442 | 29.412 | 25.5929 | 23.1494 | 20.0155
08/06/1982 08:00:00 | 42.8697 | 40.3178 | 35.8781 | 32.572 | 31.0409 | 26.9985 | 24.7656 | 21.9041
08/06/1982 09:00:00 | 47.1772 | 43.2146 | 38.9356 | 35.1146 | 33.7338 | 30.3435 | 28.2329 | 25.8749
08/06/1982 10:00:00 | 55.1541 | 49.7616 | 45.2695 | 41.7414 | 40.3103 | 36.861 | 34.7588 | 32.3769
08/06/1982 11:00:00 | 66.4043 | 60.2699 | 55.8545 | 52.1396 | 50.4391 | 46.0501 | 43.2723 | 39.9346
08/06/1982 12:00:00 | 78.4841 | 71.8951 | 67.8807 | 64.2412 | 62.3096 | 57.3431 | 53.931 | 49.9763
08/06/1982 13:00:00 | 93.7918 | 86.6213 | 81.9892 | 77.8796 | 75.9274 | 70.7753 | 67.2948 | 63.0006
08/06/1982 14:00:00 | 103.388 | 95.1199 | 88.8799 | 83.8575 | 81.6447 | 76.2791 | 72.4369 | 68.2136
08/06/1982 15:00:00 | 107.3481 | 97.7998 | 90.9935 | 85.195 | 82.565 | 77.1295 | 73.0284 | 68.8375
08/06/1982 16:00:00 | 123.0932 | 111.5766 | 102.8633 | 95.6142 | 92.3661 | 85.5592 | 80.9101 | 75.4634
08/06/1982 17:00:00 | 138.2595 | 124.1292 | 112.6535 | 103.026 | 99.1477 | 90.3488 | 84.7556 | 78.1835
08/06/1982 18:00:00 | 137.734 | 122.982 | 111.6904 | 102.2207 | 98.0029 | 88.6542 | 83.159 | 76.5568
08/06/1982 19:00:00 | 129.8215 | 116.5722 | 107.134 | 99.1992 | 95.0569 | 86.5737 | 81.5088 | 75.7934
08/06/1982 20:00:00 | 120.5359 | 107.0548 | 99.5449 | 91.8448 | 87.8041 | 81.2939 | 77.1732 | 72.989
08/06/1982 21:00:00 | 112.2603 | 100.1383 | 92.3305 | 84.7852 | 81.511 | 76.0118 | 73.1189 | 70.2397
08/06/1982 22:00:00 | 103.1439 | 92.4132 | 84.3436 | 76.937 | 73.8416 | 68.8575 | 66.9805 | 64.4266
08/06/1982 23:00:00 | 96.2346 | 85.8256 | 77.5174 | 70.1723 | 67.7306 | 62.6423 | 60.1409 | 56.6857
09/06/1982 00:00:00 | 84.8981 | 76.544 | 68.7499 | 62.6941 | 60.7976 | 55.9871 | 53.0647 | 48.7909
09/06/1982 01:00:00 | 65.155 | 59.5446 | 53.9183 | 49.6225 | 48.0243 | 44.6183 | 42.4601 | 39.4926
09/06/1982 02:00:00 | 51.1241 | 47.4358 | 43.6749 | 41.0022 | 39.6132 | 36.9872 | 35.8325 | 34.3175
09/06/1982 03:00:00 | 42.4655 | 40.5669 | 38.3656 | 36.9535 | 35.9007 | 34.0529 | 33.6917 | 32.6915
09/06/1982 04:00:00 | 35.5487 | 35.3468 | 34.3484 | 33.8371 | 33.5612 | 32.9811 | 33.2251 | 33.0167
09/06/1982 05:00:00 | 33.233 | 33.8159 | 33.2268 | 33.0622 | 33.4389 | 34.241 | 34.5794 | 34.7802
09/06/1982 06:00:00 | 32.738 | 33.3063 | 33.5018 | 33.9555 | 34.9456 | 36.7414 | 36.8773 | 37.0354
09/06/1982 07:00:00 | 31.4954 | 32.1981 | 33.1605 | 34.3276 | 35.8881 | 38.7535 | 39.5211 | 40.1971
09/06/1982 08:00:00 | 27.9215 | 28.4717 | 29.1161 | 30.0917 | 31.7925 | 34.3513 | 35.653 | 36.708
09/06/1982 09:00:00 | 24.1313 | 23.8385 | 23.5253 | 23.5781 | 24.37 | 25.8616 | 27.2624 | 28.3846
09/06/1982 10:00:00 | 22.2911 | 20.9988 | 19.7454 | 19.0983 | 19.2678 | 20.1996 | 21.4374 | 22.3534
09/06/1982 11:00:00 | 24.4888 | 21.9982 | 20.1989 | 18.9405 | 18.7625 | 18.9521 | 19.6503 | 20.0627
09/06/1982 12:00:00 | 28.398 | 25.0356 | 23.7571 | 22.6837 | 22.3655 | 21.8822 | 22.0006 | 21.8135
09/06/1982 13:00:00 | 39.8875 | 35.3794 | 34.2275 | 33.069 | 32.6545 | 31.8211 | 31.3257 | 30.6697
09/06/1982 14:00:00 | 61.6174 | 56.9076 | 55.1402 | 53.0852 | 51.9112 | 49.911 | 49.0093 | 48.1048
09/06/1982 15:00:00 | 77.7593 | 74.1885 | 72.4048 | 70.7265 | 69.5306 | 67.4458 | 66.7159 | 65.8484
09/06/1982 16:00:00 | 87.2747 | 85.3747 | 84.2542 | 83.1231 | 82.3748 | 81.231 | 80.6841 | 80.1466
09/06/1982 17:00:00 | 89.6608 | 88.6752 | 88.9604 | 89.0445 | 89.7262 | 91.346 | 91.8312 | 92.5859
09/06/1982 18:00:00 | 90.3004 | 89.7775 | 90.4262 | 90.9372 | 91.9651 | 94.0341 | 94.7031 | 95.6617
09/06/1982 19:00:00 | 89.7025 | 89.097 | 89.3976 | 89.5865 | 89.7552 | 90.2488 | 90.0718 | 90.3529
09/06/1982 20:00:00 | 91.2017 | 89.8588 | 90.1606 | 90.0088 | 89.7787 | 90.1649 | 90.0529 | 90.738
09/06/1982 21:00:00 | 96.367 | 94.785 | 95.0574 | 94.7137 | 94.2339 | 94.2995 | 94.1499 | 94.7929
09/06/1982 22:00:00 | 88.3511 | 86.9436 | 87.2451 | 87.1785 | 86.839 | 87.1498 | 86.7639 | 87.1763
09/06/1982 23:00:00 | 77.0706 | 75.8258 | 74.7627 | 74.0147 | 73.848 | 74.0135 | 73.4566 | 73.1073
10/06/1982 00:00:00 | 66.4077 | 65.793 | 63.6763 | 62.518 | 62.6287 | 62.4594 | 62.2489 | 61.3216
10/06/1982 01:00:00 | 56.5354 | 55.8924 | 54.5122 | 53.9484 | 54.0811 | 53.8421 | 53.8959 | 53.192
10/06/1982 02:00:00 | 51.7411 | 51.6067 | 51.6711 | 52.0689 | 52.2814 | 52.6399 | 53.2103 | 53.4451
10/06/1982 03:00:00 | 50.4753 | 52.3162 | 52.6955 | 53.3419 | 54.0056 | 54.8481 | 55.6722 | 56.0066
10/06/1982 04:00:00 | 48.2302 | 51.1064 | 51.1581 | 51.8755 | 53.0943 | 54.5645 | 55.2835 | 55.2573
10/06/1982 05:00:00 | 42.1798 | 44.4791 | 45.4533 | 47.531 | 49.3571 | 52.217 | 53.5725 | 54.3344
10/06/1982 06:00:00 | 35.614 | 37.7086 | 39.0335 | 41.2803 | 42.9142 | 45.349 | 46.9631 | 48.0426
10/06/1982 07:00:00 | 31.3398 | 33.1621 | 33.4201 | 34.5191 | 35.7906 | 37.7507 | 39.0834 | 39.5819
10/06/1982 08:00:00 | 29.9277 | 31.9146 | 31.4413 | 31.8443 | 32.9942 | 34.4859 | 36.3097 | 37.1086
10/06/1982 09:00:00 | 30.9016 | 32.4973 | 31.3223 | 30.9783 | 31.8745 | 33.1132 | 34.5531 | 34.9986
10/06/1982 10:00:00 | 33.5251 | 34.1583 | 32.6204 | 31.8451 | 32.4143 | 33.1173 | 33.7894 | 33.6784
10/06/1982 11:00:00 | 42.7863 | 42.6681 | 40.5686 | 39.373 | 39.6967 | 39.8537 | 40.3483 | 39.8961
10/06/1982 12:00:00 | 62.4522 | 61.0414 | 57.873 | 56.245 | 56.5373 | 56.1302 | 55.9975 | 54.6447
10/06/1982 13:00:00 | 83.2466 | 79.7757 | 76.7529 | 74.7285 | 74.5755 | 73.1428 | 72.709 | 71.023
10/06/1982 14:00:00 | 100.2504 | 95.8162 | 92.8776 | 90.7461 | 89.9869 | 87.5958 | 87.2677 | 85.6497
10/06/1982 15:00:00 | 123.912 | 117.4936 | 113.9122 | 110.769 | 109.0568 | 105.159 | 103.723 | 101.3382
10/06/1982 16:00:00 | 141.5938 | 132.6229 | 127.8228 | 124.118 | 121.6966 | 117.1623 | 113.7126 | 110.124
10/06/1982 17:00:00 | 150.0329 | 141.305 | 137.1832 | 133.4591 | 130.2486 | 126.0509 | 122.406 | 119.5872
10/06/1982 18:00:00 | 153.7857 | 147.7986 | 143.2549 | 139.9685 | 137.7537 | 134.947 | 132.1446 | 129.4975
10/06/1982 19:00:00 | 151.6344 | 155.5665 | 151.7925 | 151.4822 | 151.695 | 150.5167 | 149.0624 | 145.4816
10/06/1982 20:00:00 | 127.3212 | 139.5509 | 139.5516 | 145.6147 | 150.9853 | 157.2242 | 159.3353 | 156.9715
10/06/1982 21:00:00 | 132.4653 | 136.4126 | 129.6371 | 129.0609 | 132.9009 | 134.7803 | 140.0992 | 137.8708
10/06/1982 22:00:00 | 191.7889 | 188.9481 | 178.1301 | 170.619 | 168.122 | 159.144 | 158.3025 | 151.8437
10/06/1982 23:00:00 | 214.8202 | 217.3432 | 215.2407 | 214.5025 | 212.933 | 207.8349 | 203.6808 | 197.8704
11/06/1982 00:00:00 | 196.1036 | 205.6468 | 209.0628 | 214.2088 | 216.1985 | 217.4555 | 218.7104 | 218.2191
11/06/1982 01:00:00 | 171.9611 | 186.6429 | 193.7628 | 204.0654 | 209.2362 | 215.931 | 221.0541 | 223.54
11/06/1982 02:00:00 | 172.4935 | 182.5525 | 187.417 | 194.9971 | 199.677 | 207.5325 | 213.9112 | 218.9084
11/06/1982 03:00:00 | 183.2244 | 186.4516 | 185.8199 | 186.0097 | 185.4587 | 186.7673 | 189.1015 | 192.1107
11/06/1982 04:00:00 | 184.0068 | 187.9332 | 188.155 | 187.3547 | 184.387 | 180.9413 | 176.4524 | 174.5721
11/06/1982 05:00:00 | 183.5306 | 177.2078 | 176.7552 | 171.3573 | 167.6949 | 164.7692 | 160.5552 | 160.6791
11/06/1982 06:00:00 | 114.186 | 92.8511 | 99.8254 | 87.918 | 80.8706 | 75.3863 | 72.4319 | 80.561
11/06/1982 07:00:00 | 14.6402 | 9.8032 | 13.1963 | 13.7724 | 12.7595 | 13.7552 | 13.2918 | 18.5399
11/06/1982 08:00:00 | 9.924 | 2.7216 | 0.75113 | 0.4923 | 0.23496 | 1.3571 | 1.7003 | 4.9053
11/06/1982 09:00:00 | 88.5651 | 43.2784 | 18.3079 | 5.7847 | 1.5437 | 0 | 0 | 1.1326
11/06/1982 10:00:00 | 187.8451 | 120.0227 | 61.2747 | 27.3164 | 15.3674 | 2.8424 | 0.21594 | 0
11/06/1982 11:00:00 | 215.8 | 169.6641 | 123.9762 | 87.5049 | 69.9644 | 40.5551 | 29.4309 | 19.7609
11/06/1982 12:00:00 | 193.5745 | 173.0252 | 152.0364 | 135.6052 | 127.2892 | 108.0955 | 96.635 | 83.102
11/06/1982 13:00:00 | 209.2319 | 206.1778 | 203.1411 | 201.3075 | 199.769 | 192.0724 | 184.4298 | 175.749
11/06/1982 14:00:00 | 235.3404 | 233.6534 | 235.4962 | 236.1217 | 235.891 | 235.2676 | 235.4978 | 236.1039
11/06/1982 15:00:00 | 225.7319 | 216.9828 | 215.5325 | 212.6838 | 208.3362 | 208.561 | 210.9254 | 217.0614
11/06/1982 16:00:00 | 221.4794 | 210.0732 | 199.399 | 189.7587 | 181.3611 | 174.8166 | 167.9908 | 165.3659
11/06/1982 17:00:00 | 237.5 | 231.8823 | 220.9446 | 207.1361 | 197.1486 | 178.6437 | 164.0197 | 149.2479
11/06/1982 18:00:00 | 237.5 | 237.5 | 234.827 | 226.6461 | 215.7186 | 194.0265 | 177.2493 | 158.6316
11/06/1982 19:00:00 | 237.5 | 237.5 | 237.5 | 237.5 | 232.853 | 217.5847 | 203.929 | 184.0437
11/06/1982 20:00:00 | 237.5 | 237.5 | 237.5 | 237.5 | 237.5 | 237.5 | 234.1406 | 229.0163
11/06/1982 21:00:00 | 237.5 | 237.5 | 237.5 | 237.5 | 237.5 | 237.5 | 237.5 | 237.5
11/06/1982 22:00:00 | 237.5 | 237.5 | 237.5 | 237.5 | 237.5 | 237.5 | 237.5 | 237.5
11/06/1982 23:00:00 | 237.5 | 237.5 | 237.5 | 237.5 | 237.5 | 237.5 | 237.5 | 237.5
12/06/1982 00:00:00 | 237.5 | 237.5 | 237.5 | 237.5 | 237.5 | 237.5 | 237.5 | 237.5
12/06/1982 01:00:00 | 237.5 | 237.5 | 237.5 | 237.5 | 237.5 | 237.5 | 237.5 | 237.5
12/06/1982 02:00:00 | 237.5 | 237.5 | 237.5 | 235.6667 | 233.3884 | 232.2093 | 231.6436 | 232.5466
12/06/1982 03:00:00 | 237.5 | 237.5 | 235.1909 | 231.1799 | 228.3322 | 223.8925 | 220.1083 | 219.0424
12/06/1982 04:00:00 | 232.4541 | 230.1883 | 227.7421 | 221.8482 | 215.5069 | 207.9954 | 202.8864 | 200.6563
12/06/1982 05:00:00 | 213.2178 | 207.9914 | 204.6846 | 199.6318 | 194.6099 | 187.595 | 180.896 | 177.2261
12/06/1982 06:00:00 | 191.4287 | 185.1088 | 181.4726 | 177.4418 | 174.7341 | 171.4574 | 167.6852 | 165.7083
12/06/1982 07:00:00 | 169.0723 | 163.8155 | 156.4685 | 149.6544 | 147.0406 | 142.8995 | 140.4812 | 138.0679
12/06/1982 08:00:00 | 134.0056 | 131.0672 | 125.9409 | 120.939 | 117.8745 | 112.7387 | 108.1648 | 104.6759
12/06/1982 09:00:00 | 115.6831 | 115.9378 | 116.4464 | 116.6163 | 114.6503 | 112.9419 | 109.2851 | 107.7691
12/06/1982 10:00:00 | 130.3543 | 132.8684 | 133.5847 | 134.8635 | 135.32 | 135.3485 | 132.763 | 130.6546
12/06/1982 11:00:00 | 144.1037 | 145.4693 | 140.5441 | 137.4984 | 137.5322 | 134.9043 | 131.5527 | 126.618
12/06/1982 12:00:00 | 155.0718 | 160.2188 | 151.5721 | 148.7233 | 149.0712 | 143.938 | 137.7249 | 127.2074
12/06/1982 13:00:00 | 202.4259 | 212.5085 | 205.8831 | 206.3399 | 207.7331 | 197.7518 | 184.2022 | 163.7606
12/06/1982 14:00:00 | 237.5 | 237.5 | 237.5 | 237.5 | 237.5 | 232.6085 | 227.0404 | 212.0526
12/06/1982 15:00:00 | 237.5 | 237.5 | 237.5 | 237.5 | 237.5 | 237.5 | 237.5 | 232.7437
12/06/1982 16:00:00 | 237.5 | 237.5 | 237.5 | 237.5 | 237.5 | 237.5 | 237.5 | 236.915
12/06/1982 17:00:00 | 237.5 | 237.5 | 237.5 | 237.5 | 237.5 | 237.5 | 237.5 | 236.5622
12/06/1982 18:00:00 | 237.5 | 237.5 | 237.5 | 237.5 | 237.5 | 237.5 | 237.5 | 234.1474
12/06/1982 19:00:00 | 237.5 | 237.5 | 237.5 | 237.5 | 237.5 | 232.4088 | 227.8436 | 222.1405
12/06/1982 20:00:00 | 237.5 | 237.5 | 235.2694 | 228.1442 | 220.6121 | 207.7085 | 196.7003 | 190.4563
12/06/1982 21:00:00 | 231.7115 | 210.0287 | 201.0183 | 186.6322 | 176.9994 | 169.311 | 163.3259 | 166.5066
12/06/1982 22:00:00 | 167.9135 | 145.9448 | 139.8034 | 129.5149 | 121.5826 | 115.9787 | 109.1628 | 111.9407
12/06/1982 23:00:00 | 81.375 | 73.0028 | 70.4032 | 65.6932 | 60.3707 | 55.3852 | 49.8583 | 49.0445
13/06/1982 00:00:00 | 26.6268 | 23.3767 | 22.7203 | 21.0487 | 19.3634 | 17.7736 | 16.3262 | 16.3345
13/06/1982 01:00:00 | 6.5889 | 5.9879 | 6.6543 | 6.7615 | 6.5772 | 7.0702 | 7.5543 | 8.6672
13/06/1982 02:00:00 | 3.5868 | 4.1478 | 6.0848 | 7.4448 | 7.8479 | 9.7719 | 11.0804 | 13.627
13/06/1982 03:00:00 | 8.979 | 9.8626 | 12.4639 | 14.1547 | 14.8424 | 17.5038 | 18.5052 | 20.9487
13/06/1982 04:00:00 | 17.4091 | 17.9306 | 20.1483 | 21.3548 | 21.3796 | 22.6421 | 22.5857 | 24.018
13/06/1982 05:00:00 | 23.6149 | 22.739 | 24.7611 | 25.3111 | 24.9254 | 26.1892 | 26.562 | 29.0162
13/06/1982 06:00:00 | 36.08 | 35.3083 | 38.4917 | 39.5988 | 39.7072 | 42.9705 | 44.736 | 49.5352
13/06/1982 07:00:00 | 56.9573 | 58.5477 | 64.0884 | 67.238 | 68.1169 | 71.9389 | 73.363 | 77.7581
13/06/1982 08:00:00 | 73.9293 | 75.1399 | 80.073 | 82.8166 | 83.2631 | 85.8046 | 86.6284 | 89.9136
13/06/1982 09:00:00 | 85.7144 | 84.5096 | 87.586 | 88.759 | 88.0433 | 88.6363 | 88.1013 | 90.1016
13/06/1982 10:00:00 | 85.9524 | 83.2773 | 85.9134 | 86.2816 | 84.8937 | 84.9205 | 82.821 | 83.9424
13/06/1982 11:00:00 | 80.7249 | 79.1609 | 81.4381 | 81.3749 | 79.7133 | 79.6756 | 77.3978 | 78.7517
13/06/1982 12:00:00 | 85.1303 | 83.2901 | 86.2036 | 85.7852 | 82.9781 | 81.905 | 78.343 | 79.5183
13/06/1982 13:00:00 | 96.1415 | 91.6636 | 97.5959 | 97.0705 | 92.9459 | 92.7246 | 89.181 | 93.1047
13/06/1982 14:00:00 | 105.7911 | 99.8608 | 108.4336 | 108.5413 | 104.9209 | 106.4153 | 104.3367 | 111.0601
13/06/1982 15:00:00 | 115.4995 | 108.122 | 119.1005 | 119.9308 | 116.4937 | 118.611 | 116.5663 | 124.0714
13/06/1982 16:00:00 | 126.2659 | 119.4388 | 131.1865 | 132.0919 | 128.5797 | 130.8976 | 129.8047 | 138.8467
13/06/1982 17:00:00 | 135.3029 | 127.9282 | 138.4177 | 138.1092 | 135.4472 | 137.1149 | 136.4331 | 143.8083
13/06/1982 18:00:00 | 136.1543 | 131.3873 | 140.5567 | 141.1572 | 139.4453 | 141.582 | 140.9262 | 147.0055
13/06/1982 19:00:00 | 140.6653 | 136.5034 | 144.2141 | 144.5118 | 142.4213 | 143.5588 | 142.3227 | 147.3446
13/06/1982 20:00:00 | 147.1278 | 142.8388 | 148.7767 | 148.5045 | 146.2939 | 146.7599 | 145.42 | 149.4307
13/06/1982 21:00:00 | 147.7418 | 144.4071 | 150.3087 | 150.996 | 149.4592 | 150.7013 | 149.9052 | 153.8865
13/06/1982 22:00:00 | 143.1991 | 139.3215 | 145.7678 | 146.8013 | 145.0213 | 146.3504 | 144.7278 | 148.6383
13/06/1982 23:00:00 | 131.9025 | 128.2775 | 135.3987 | 137.1678 | 134.6432 | 135.3493 | 131.4863 | 134.3759
14/06/1982 00:00:00 | 119.627 | 115.7619 | 120.6948 | 121.1701 | 117.8617 | 116.662 | 112.1712 | 113.6469
14/06/1982 01:00:00 | 107.5658 | 102.6427 | 105.7843 | 104.8568 | 101.8495 | 100.1211 | 96.8161 | 98.1254
14/06/1982 02:00:00 | 96.5869 | 92.776 | 96.264 | 96.0326 | 93.9414 | 93.1942 | 91.2442 | 93.13
14/06/1982 03:00:00 | 93.2514 | 91.1812 | 94.5636 | 95.0257 | 93.4985 | 93.3696 | 92.5899 | 94.834
14/06/1982 04:00:00 | 89.8167 | 87.2952 | 89.9428 | 89.9813 | 88.5693 | 88.6738 | 88.1198 | 90.4445
14/06/1982 05:00:00 | 82.5322 | 79.5518 | 81.4762 | 81.214 | 80.1851 | 80.5289 | 79.737 | 81.4813
14/06/1982 06:00:00 | 76.5576 | 74.8214 | 76.0914 | 75.9796 | 75.4033 | 75.8818 | 74.748 | 75.5764
14/06/1982 07:00:00 | 68.5318 | 67.8735 | 68.9688 | 69.2623 | 69.1065 | 70.0315 | 69.3467 | 70.0268
14/06/1982 08:00:00 | 60.6378 | 59.9107 | 61.6727 | 62.1807 | 61.6761 | 62.5641 | 61.7456 | 62.8074
14/06/1982 09:00:00 | 53.7995 | 52.3778 | 54.2452 | 54.3655 | 53.1923 | 53.2499 | 51.8191 | 52.7951
14/06/1982 10:00:00 | 47.3063 | 45.3285 | 47.4098 | 47.4402 | 45.8388 | 45.649 | 43.9486 | 44.8092
14/06/1982 11:00:00 | 41.4775 | 39.1135 | 40.9993 | 40.5907 | 38.3238 | 37.2902 | 34.429 | 34.7421
14/06/1982 12:00:00 | 32.8043 | 29.3036 | 30.6148 | 29.1888 | 26.3068 | 24.367 | 20.8666 | 20.6808
14/06/1982 13:00:00 | 20.1033 | 16.4944 | 16.9903 | 15.1824 | 12.7618 | 10.6262 | 8.1317 | 7.8691
14/06/1982 14:00:00 | 7.8512 | 5.6527 | 5.9132 | 4.9719 | 3.6593 | 2.5971 | 1.3554 | 1.3488
14/06/1982 15:00:00 | 2.1842 | 1.03 | 1.4481 | 1.1566 | 0.56476 | 0.31901 | 0 | 0
14/06/1982 16:00:00 | 1.4947 | 0.67729 | 1.1978 | 1.0213 | 0.537 | 0.31985 | 0 | 0.14
14/06/1982 17:00:00 | 2.5715 | 1.587 | 1.7964 | 1.5155 | 1.0438 | 0.65833 | 0.11856 | 0.15952
14/06/1982 18:00:00 | 3.9358 | 2.6196 | 2.3172 | 1.6293 | 1.0303 | 0.37686 | 0 | 0
14/06/1982 19:00:00 | 3.7402 | 2.1522 | 1.8016 | 1.1816 | 0.56865 | 0 | 0 | 0
14/06/1982 20:00:00 | 2.5063 | 1.3029 | 1.1919 | 0.69884 | 0.18671 | 0 | 0 | 0
14/06/1982 21:00:00 | 2.0887 | 1.1404 | 1.1271 | 0.70986 | 0.27568 | 0 | 0 | 0
14/06/1982 22:00:00 | 1.8521 | 1.0457 | 1.0602 | 0.67623 | 0.2517 | 0 | 0 | 0
14/06/1982 23:00:00 | 1.495 | 0.75742 | 0.80239 | 0.47431 | 0.031891 | 0 | 0 | 0
15/06/1982 00:00:00 | 1.5516 | 0.85238 | 0.92472 | 0.60777 | 0.16522 | 0 | 0 | 0
15/06/1982 01:00:00 | 1.7891 | 1.1729 | 1.2549 | 0.95802 | 0.53941 | 0.11002 | 0 | 0
15/06/1982 02:00:00 | 2.5427 | 1.7827 | 1.8589 | 1.5967 | 1.1996 | 0.77101 | 0.25445 | 0.13472
15/06/1982 03:00:00 | 2.7643 | 2.0861 | 2.1713 | 1.8088 | 1.5588 | 1.237 | 0.8932 | 0.77199
15/06/1982 04:00:00 | 1.6419 | 1.2918 | 1.4406 | 1.1835 | 1.0881 | 0.87654 | 0.79314 | 0.78405
15/06/1982 05:00:00 | 0 | 0 | 0 | 0 | 0 | 0 | 0 | 0
15/06/1982 06:00:00 | 0 | 0 | 0 | 0 | 0 | 0 | 0 | 0
15/06/1982 07:00:00 | 0 | 0 | 0 | 0 | 0 | 0 | 0 | 0
15/06/1982 08:00:00 | 0 | 0 | 0 | 0 | 0 | 0 | 0 | 0
15/06/1982 09:00:00 | 0 | 0 | 0 | 0 | 0 | 0 | 0 | 0
15/06/1982 10:00:00 | 0 | 0 | 0 | 0 | 0 | 0 | 0 | 0
15/06/1982 11:00:00 | 0 | 0 | 0 | 0 | 0 | 0 | 0 | 0
15/06/1982 12:00:00 | 0 | 0 | 0 | 0 | 0 | 0 | 0 | 0
15/06/1982 13:00:00 | 0 | 0 | 0 | 0 | 0 | 0 | 0 | 0
15/06/1982 14:00:00 | 0 | 0 | 0 | 0 | 0 | 0 | 0 | 0
15/06/1982 15:00:00 | 0 | 0 | 0 | 0 | 0 | 0 | 0.80704 | 1.2715
15/06/1982 16:00:00 | 0 | 0.50736 | 0.15404 | 0.61308 | 1.3212 | 2.2737 | 4.027 | 4.6755
15/06/1982 17:00:00 | 5.2284 | 5.9807 | 5.4935 | 5.7612 | 6.3238 | 6.9734 | 7.9522 | 8.2662
15/06/1982 18:00:00 | 12.5777 | 13.667 | 13.1397 | 13.4686 | 13.9381 | 14.5916 | 15.6699 | 15.9402
15/06/1982 19:00:00 | 21.6377 | 23.7644 | 22.8718 | 23.4836 | 24.4116 | 25.4066 | 26.9345 | 27.1642
15/06/1982 20:00:00 | 36.0021 | 40.3151 | 38.796 | 40.0509 | 41.8483 | 43.3838 | 45.7042 | 45.5196
15/06/1982 21:00:00 | 58.6676 | 66.8627 | 65.1865 | 68.4073 | 72.4104 | 76.736 | 81.5753 | 81.1521
15/06/1982 22:00:00 | 98.0335 | 108.8007 | 107.9737 | 112.708 | 118.2438 | 123.9285 | 130.4019 | 130.8067
15/06/1982 23:00:00 | 139.1224 | 147.2064 | 149.4908 | 153.2396 | 156.5229 | 160.9735 | 163.6734 | 164.6459
16/06/1982 00:00:00 | 116.9581 | 119.0699 | 126.9026 | 131.5024 | 132.1406 | 136.7117 | 137.0103 | 141.298
16/06/1982 01:00:00 | 80.3153 | 86.7908 | 99.2585 | 110.3884 | 114.7977 | 127.3714 | 133.8204 | 145.0679
16/06/1982 02:00:00 | 98.1926 | 116.4363 | 130.8418 | 151.7974 | 165.1023 | 188.4328 | 201.2488 | 211.3563
16/06/1982 03:00:00 | 183.4679 | 201.0478 | 210.5542 | 221.5002 | 227.7601 | 232.8714 | 235.948 | 237.5
16/06/1982 04:00:00 | 182.4848 | 181.395 | 195.8474 | 196.8556 | 192.8957 | 191.5797 | 189.1674 | 196.1592
16/06/1982 05:00:00 | 109.3525 | 113.173 | 108.9846 | 105.6779 | 106.8105 | 104.2733 | 107.8507 | 104.0018
16/06/1982 06:00:00 | 171.2721 | 180.6865 | 166.812 | 163.1753 | 169.1268 | 167.5516 | 175.6346 | 166.6222
16/06/1982 07:00:00 | 227.4705 | 228.109 | 228.9184 | 229.1538 | 229.9013 | 229.9549 | 229.9986 | 229.6394
16/06/1982 08:00:00 | 189.5039 | 193.844 | 195.5155 | 197.7012 | 200.4877 | 200.989 | 200.3616 | 197.5726
16/06/1982 09:00:00 | 165.0313 | 167.8283 | 169.71 | 171.0174 | 171.815 | 169.7335 | 168.3168 | 165.7039
16/06/1982 10:00:00 | 137.261 | 136.0154 | 135.1873 | 133.9961 | 133.2533 | 128.6495 | 127.1969 | 124.4709
16/06/1982 11:00:00 | 108.8091 | 107.3092 | 103.8957 | 102.011 | 102.3685 | 98.8246 | 99.012 | 95.6446
16/06/1982 12:00:00 | 79.4008 | 77.1248 | 73.3464 | 71.4887 | 72.4104 | 70.6149 | 72.2487 | 70.3033
16/06/1982 13:00:00 | 58.5958 | 60.4971 | 59.0574 | 60.3718 | 62.8358 | 65.1608 | 68.4386 | 68.4796
16/06/1982 14:00:00 | 64.2635 | 70.0192 | 70.5184 | 72.2175 | 73.0939 | 73.7099 | 73.3584 | 72.158
16/06/1982 15:00:00 | 70.4143 | 71.9536 | 72.49 | 71.3507 | 69.3552 | 65.7158 | 61.8661 | 59.3648
16/06/1982 16:00:00 | 65.907 | 64.0761 | 61.3122 | 58.5178 | 56.8938 | 53.3064 | 51.3392 | 48.6342
16/06/1982 17:00:00 | 74.7158 | 73.3407 | 66.1533 | 61.6499 | 59.9878 | 54.302 | 53.5104 | 49.2493
16/06/1982 18:00:00 | 87.2729 | 87.1982 | 79.3241 | 75.4516 | 75.4806 | 65.8034 | 69.3146 | 63.6754
16/06/1982 19:00:00 | 88.4436 | 87.6377 | 79.6261 | 74.8852 | 76.0602 | 59.1187 | 66.7356 | 58.2131
16/06/1982 20:00:00 | 77.6957 | 78.2993 | 65.2771 | 57.0127 | 59.5862 | 41.9389 | 46.0919 | 34.8865
16/06/1982 21:00:00 | 66.4816 | 69.6425 | 52.3226 | 42.4025 | 45.6024 | 32.1098 | 31.9666 | 20.5174
16/06/1982 22:00:00 | 51.1779 | 54.4409 | 37.6401 | 28.7884 | 30.612 | 21.9431 | 19.8505 | 10.9966
16/06/1982 23:00:00 | 35.259 | 37.1025 | 24.2737 | 17.2684 | 17.1655 | 11.168 | 9.0517 | 4.0288
17/06/1982 00:00:00 | 23.8774 | 24.3987 | 14.4632 | 9.1691 | 8.6497 | 4.5968 | 3.2582 | 0.018116
17/06/1982 01:00:00 | 10.2137 | 10.1958 | 4.6038 | 1.6204 | 1.504 | 0 | 0 | 0
17/06/1982 02:00:00 | 0 | 0 | 0 | 0 | 0 | 0 | 0 | 0
17/06/1982 03:00:00 | 0 | 0 | 0 | 0 | 0 | 0 | 0 | 0
17/06/1982 04:00:00 | 0 | 0 | 0 | 0 | 0 | 0 | 0.30199 | 2.6355
17/06/1982 05:00:00 | 0 | 0 | 0 | 1.0545 | 1.841 | 6.4238 | 9.3593 | 15.459
17/06/1982 06:00:00 | 0.88891 | 2.2999 | 5.2749 | 7.776 | 9.1147 | 14.1445 | 19.5065 | 26.6541
17/06/1982 07:00:00 | 3.359 | 5.5506 | 8.1643 | 11.1432 | 13.5993 | 19.4096 | 25.1199 | 31.9176
17/06/1982 08:00:00 | 5.9363 | 8.72 | 12.6225 | 16.8906 | 20.2625 | 26.356 | 31.7621 | 37.3289
17/06/1982 09:00:00 | 12.752 | 17.2366 | 22.126 | 26.7709 | 30.2797 | 35.5518 | 40.1215 | 44.3169
17/06/1982 10:00:00 | 30.2516 | 34.7871 | 39.5649 | 43.6934 | 46.4344 | 50.7306 | 53.7833 | 56.5615
17/06/1982 11:00:00 | 66.6631 | 68.8356 | 71.3194 | 72.7021 | 74.9785 | 78.2283 | 79.649 | 81.2317
17/06/1982 12:00:00 | 99.497 | 98.7718 | 100.6409 | 101.4554 | 102.3187 | 104.2633 | 104.9923 | 106.2554
17/06/1982 13:00:00 | 117.0426 | 114.4433 | 116.4078 | 117.8218 | 118.3604 | 119.4518 | 121.5289 | 123.1098
17/06/1982 14:00:00 | 133.4056 | 127.697 | 128.1722 | 128.1582 | 129.0183 | 130.7012 | 132.2617 | 133.4508
17/06/1982 15:00:00 | 150.5599 | 144.8484 | 144.8932 | 144.6355 | 145.0936 | 145.7603 | 145.6909 | 145.6065
17/06/1982 16:00:00 | 172.817 | 167.555 | 166.0045 | 164.8593 | 165.0599 | 164.5475 | 164.1358 | 162.9011
17/06/1982 17:00:00 | 190.6196 | 185.5131 | 182.2687 | 180.4903 | 180.5896 | 179.5211 | 179.326 | 177.4161
17/06/1982 18:00:00 | 194.037 | 189.68 | 185.5736 | 183.3046 | 183.7075 | 183.6469 | 184.526 | 183.4265
17/06/1982 19:00:00 | 191.1488 | 188.6158 | 183.3985 | 180.3642 | 180.6875 | 180.7742 | 181.8804 | 180.9037
17/06/1982 20:00:00 | 182.0968 | 186.7675 | 185.2893 | 186.0623 | 186.5792 | 188.1441 | 188.477 | 188.2318
17/06/1982 21:00:00 | 152.1834 | 163.9224 | 170.3859 | 179.8314 | 183.0537 | 193.4127 | 197.3279 | 203.2216
17/06/1982 22:00:00 | 173.962 | 179.9125 | 188.2546 | 199.1002 | 203.2183 | 216.4189 | 225.1303 | 231.0282
17/06/1982 23:00:00 | 227.5609 | 229.7369 | 234.2554 | 237.5 | 237.5 | 237.5 | 237.5 | 237.5
18/06/1982 00:00:00 | 235.2809 | 237.5 | 237.5 | 237.5 | 237.5 | 237.5 | 237.5 | 237.5
18/06/1982 01:00:00 | 237.5 | 237.5 | 237.5 | 237.5 | 237.5 | 237.5 | 237.5 | 237.5
18/06/1982 02:00:00 | 237.5 | 237.5 | 237.5 | 237.5 | 237.5 | 237.5 | 237.5 | 237.5
18/06/1982 03:00:00 | 231.2551 | 237.1541 | 237.5 | 237.5 | 237.5 | 237.5 | 237.5 | 237.5
18/06/1982 04:00:00 | 199.1366 | 214.0794 | 224.0403 | 231.1741 | 234.1168 | 237.5 | 237.5 | 237.5
18/06/1982 05:00:00 | 221.7749 | 230.916 | 234.2219 | 237.5 | 237.5 | 237.5 | 237.5 | 237.5
18/06/1982 06:00:00 | 233.5459 | 237.5 | 237.5 | 237.5 | 237.5 | 237.5 | 237.5 | 237.5
18/06/1982 07:00:00 | 163.4834 | 175.8511 | 194.4081 | 205.903 | 210.0742 | 219.2875 | 226.5928 | 231.7354
18/06/1982 08:00:00 | 71.7008 | 80.8801 | 90.7672 | 100.0331 | 104.8143 | 117.0051 | 126.1703 | 139.5603
18/06/1982 09:00:00 | 61.0486 | 68.3243 | 70.7749 | 74.6913 | 78.9771 | 84.6221 | 88.9929 | 93.772
18/06/1982 10:00:00 | 130.9333 | 142.6316 | 136.9444 | 135.7942 | 140.6136 | 135.9203 | 136.7322 | 129.8007
18/06/1982 11:00:00 | 219.5953 | 227.3198 | 216.416 | 211.319 | 214.4986 | 207.1855 | 205.5386 | 192.2443
18/06/1982 12:00:00 | 214.5499 | 225.4211 | 224.5943 | 227.0477 | 228.4505 | 228.7696 | 229.1112 | 227.8308
18/06/1982 13:00:00 | 193.7609 | 213.6905 | 221.3099 | 229.389 | 231.6017 | 235.0055 | 236.1111 | 237.0911
18/06/1982 14:00:00 | 220.7196 | 234.5751 | 235.6691 | 237.5 | 237.5 | 237.5 | 237.5 | 237.5
18/06/1982 15:00:00 | 237.5 | 237.5 | 237.5 | 237.5 | 237.5 | 237.5 | 237.5 | 237.5
18/06/1982 16:00:00 | 237.5 | 237.5 | 237.5 | 237.5 | 237.5 | 237.5 | 237.5 | 237.5
18/06/1982 17:00:00 | 237.5 | 237.5 | 237.5 | 237.5 | 237.5 | 237.5 | 237.5 | 237.5
18/06/1982 18:00:00 | 237.5 | 237.5 | 237.5 | 237.5 | 237.5 | 237.5 | 237.5 | 237.5
18/06/1982 19:00:00 | 236.3952 | 237.5 | 237.5 | 237.5 | 237.5 | 237.5 | 237.5 | 237.5
18/06/1982 20:00:00 | 235.5396 | 237.5 | 237.5 | 237.5 | 237.5 | 237.5 | 237.5 | 237.5
18/06/1982 21:00:00 | 237.5 | 237.5 | 237.5 | 237.5 | 237.5 | 237.5 | 237.5 | 237.5
18/06/1982 22:00:00 | 235.6817 | 237.5 | 237.5 | 237.5 | 237.5 | 237.5 | 237.5 | 237.5
18/06/1982 23:00:00 | 229.9438 | 236.4483 | 237.5 | 237.5 | 237.5 | 237.5 | 237.5 | 237.5
19/06/1982 00:00:00 | 232.1823 | 237.5 | 237.5 | 237.5 | 237.5 | 237.5 | 237.5 | 237.5
19/06/1982 01:00:00 | 237.5 | 237.5 | 237.5 | 237.5 | 237.5 | 237.5 | 237.5 | 237.5
19/06/1982 02:00:00 | 237.5 | 237.5 | 237.5 | 237.5 | 237.5 | 237.5 | 237.5 | 237.5
19/06/1982 03:00:00 | 237.5 | 237.5 | 237.5 | 236.5157 | 236.9129 | 236.245 | 235.5285 | 233.4447
19/06/1982 04:00:00 | 237.0558 | 237.5 | 237.5 | 236.6247 | 235.2954 | 231.2587 | 225.7335 | 214.0722
19/06/1982 05:00:00 | 237.5 | 237.5 | 235.2551 | 231.2984 | 227.5319 | 210.9189 | 196.6991 | 180.6269
19/06/1982 06:00:00 | 237.5 | 237.5 | 232.177 | 225.9471 | 218.5311 | 201.4653 | 188.2141 | 172.5186
19/06/1982 07:00:00 | 237.5 | 237.5 | 237.0155 | 230.7315 | 227.0624 | 208.7005 | 194.003 | 176.012
19/06/1982 08:00:00 | 237.5 | 237.5 | 237.5 | 233.6713 | 230.1733 | 215.9348 | 206.0376 | 191.7174
19/06/1982 09:00:00 | 237.5 | 237.5 | 232.8352 | 226.8739 | 218.8778 | 205.7303 | 202.1918 | 197.2618
19/06/1982 10:00:00 | 237.5 | 237.5 | 231.0582 | 215.7113 | 203.481 | 187.9499 | 185.3142 | 182.8981
19/06/1982 11:00:00 | 237.5 | 237.5 | 237.5 | 231.6916 | 222.3647 | 200.7452 | 192.3957 | 181.9263
19/06/1982 12:00:00 | 237.5 | 237.5 | 237.5 | 237.5 | 237.5 | 229.4405 | 219.8047 | 204.1308
19/06/1982 13:00:00 | 237.5 | 237.5 | 237.5 | 237.5 | 237.5 | 237.5 | 231.5542 | 216.0421
19/06/1982 14:00:00 | 237.5 | 237.5 | 237.5 | 237.5 | 237.5 | 234.2229 | 223.9866 | 200.3136
19/06/1982 15:00:00 | 237.5 | 237.5 | 237.5 | 237.5 | 237.5 | 225.0723 | 215.5015 | 201.0328
19/06/1982 16:00:00 | 237.5 | 237.5 | 237.5 | 235.2924 | 229.8623 | 216.1319 | 217.5353 | 215.5707
19/06/1982 17:00:00 | 237.5 | 237.5 | 233.7777 | 221.4177 | 210.1933 | 200.8512 | 209.4484 | 216.627
19/06/1982 18:00:00 | 237.5 | 237.5 | 229.173 | 208.6429 | 196.3015 | 189.7308 | 202.7355 | 213.8716
19/06/1982 19:00:00 | 237.5 | 237.5 | 234.525 | 217.6622 | 204.8826 | 189.9972 | 194.4654 | 196.9678
19/06/1982 20:00:00 | 237.5 | 237.5 | 237.5 | 236.5439 | 230.1877 | 207.9336 | 197.1163 | 182.1235
19/06/1982 21:00:00 | 237.5 | 237.5 | 237.5 | 237.5 | 237.5 | 222.9277 | 207.5234 | 187.528
19/06/1982 22:00:00 | 237.5 | 237.5 | 237.5 | 237.5 | 234.0733 | 216.1755 | 206.9402 | 195.9315
19/06/1982 23:00:00 | 237.5 | 237.5 | 234.7177 | 226.9357 | 217.2846 | 201.6411 | 201.2533 | 200.8167
20/06/1982 00:00:00 | 229.9001 | 222.4085 | 213.5458 | 204.5381 | 200.5963 | 195.8428 | 200.5997 | 204.5335
20/06/1982 01:00:00 | 192.5272 | 184.5461 | 183.065 | 180.7272 | 180.9818 | 180.0011 | 183.1854 | 185.1842
20/06/1982 02:00:00 | 152.7933 | 148.554 | 149.4158 | 149.3427 | 151.1741 | 149.0907 | 149.8747 | 148.2581
20/06/1982 03:00:00 | 126.3424 | 124.784 | 124.8077 | 124.4537 | 126.0832 | 123.015 | 122.4559 | 119.0142
20/06/1982 04:00:00 | 109.3499 | 107.9496 | 106.6817 | 105.0717 | 105.0277 | 101.2409 | 100.2067 | 97.3897
20/06/1982 05:00:00 | 89.1091 | 87.6051 | 86.1834 | 84.4208 | 83.5793 | 80.2043 | 79.4019 | 77.6208
20/06/1982 06:00:00 | 67.3312 | 66.5336 | 65.2223 | 64.0366 | 63.632 | 61.4328 | 60.7167 | 59.124
20/06/1982 07:00:00 | 52.654 | 52.7387 | 51.8442 | 51.3085 | 51.787 | 50.8376 | 49.9019 | 48.0371
20/06/1982 08:00:00 | 43.8812 | 43.8379 | 43.6591 | 43.4776 | 43.73 | 43.0251 | 41.7899 | 40.2823
20/06/1982 09:00:00 | 38.5217 | 37.481 | 37.016 | 36.1577 | 35.5439 | 34.4149 | 33.4996 | 32.763
20/06/1982 10:00:00 | 37.2089 | 35.3598 | 33.8654 | 31.9782 | 31.0825 | 29.4894 | 28.6512 | 27.9151
20/06/1982 11:00:00 | 37.5602 | 36.1215 | 34.4104 | 32.4077 | 31.5736 | 29.8999 | 29.1141 | 28.2489
20/06/1982 12:00:00 | 37.0985 | 37.0218 | 36.2972 | 35.4206 | 35.134 | 33.8068 | 33.787 | 33.0917
20/06/1982 13:00:00 | 36.1128 | 37.5997 | 37.5956 | 38.353 | 38.9545 | 38.2752 | 38.7111 | 37.6271
20/06/1982 14:00:00 | 40.1645 | 43.7537 | 43.453 | 44.8891 | 46.5381 | 47.3358 | 48.4075 | 47.2556
20/06/1982 15:00:00 | 44.7427 | 50.8302 | 50.559 | 52.6954 | 55.4557 | 58.0928 | 60.705 | 60.5778
20/06/1982 16:00:00 | 42.6118 | 49.1405 | 50.3795 | 53.9734 | 57.2133 | 61.7165 | 65.292 | 66.4077
20/06/1982 17:00:00 | 38.3062 | 44.3928 | 47.1927 | 52.2829 | 55.6796 | 60.6328 | 64.6747 | 66.699
20/06/1982 18:00:00 | 30.2859 | 35.0479 | 37.8611 | 42.0754 | 45.1096 | 50.1923 | 53.6428 | 55.8047
20/06/1982 19:00:00 | 18.4913 | 22.278 | 24.7312 | 27.8494 | 30.6736 | 35.0405 | 38.7729 | 41.5943
20/06/1982 20:00:00 | 9.0589 | 12.3 | 14.8173 | 18.2377 | 20.537 | 24.8499 | 28.572 | 31.9897
20/06/1982 21:00:00 | 3.505 | 6.0436 | 7.9418 | 10.4221 | 12.3527 | 16.2376 | 19.646 | 22.8457
20/06/1982 22:00:00 | 0 | 0.17016 | 1.3728 | 3.2707 | 4.6337 | 7.3114 | 9.5341 | 12.1437
20/06/1982 23:00:00 | 0 | 0 | 0 | 0 | 0 | 0 | 0.13419 | 1.212
21/06/1982 00:00:00 | 0 | 0 | 0 | 0 | 0 | 0 | 0 | 0
21/06/1982 01:00:00 | 0 | 0 | 0 | 0 | 0 | 0 | 0 | 0
21/06/1982 02:00:00 | 2.6678 | 2.3023 | 2.2337 | 2.0974 | 1.907 | 1.9099 | 1.7368 | 1.7483
21/06/1982 03:00:00 | 6.6544 | 6.3117 | 6.1024 | 6.0779 | 6.0511 | 6.3438 | 6.6471 | 6.9891
21/06/1982 04:00:00 | 8.7208 | 8.5077 | 8.4435 | 8.6345 | 8.6739 | 9.0889 | 9.4956 | 10.1346
21/06/1982 05:00:00 | 8.9537 | 9.0924 | 9.4988 | 10.3065 | 10.6218 | 11.4323 | 11.996 | 12.7626
21/06/1982 06:00:00 | 12.6421 | 13.0137 | 12.9461 | 13.4283 | 13.7697 | 14.1966 | 14.6048 | 14.795
21/06/1982 07:00:00 | 19.2225 | 20.0248 | 19.0477 | 18.8096 | 18.9066 | 18.4564 | 18.3017 | 17.5636
21/06/1982 08:00:00 | 18.6364 | 20.1102 | 19.7953 | 19.7308 | 19.7902 | 19.2941 | 18.9847 | 18.3952
21/06/1982 09:00:00 | 9.0306 | 10.7247 | 11.0654 | 11.6161 | 12.2364 | 12.8122 | 13.2257 | 13.3695
21/06/1982 10:00:00 | 3.344 | 4.8523 | 4.5912 | 5.0419 | 5.8072 | 6.4914 | 7.1983 | 7.2001
21/06/1982 11:00:00 | 4.6957 | 5.4923 | 4.7432 | 4.9328 | 5.4832 | 5.7729 | 6.2952 | 5.9508
21/06/1982 12:00:00 | 10.5682 | 10.1557 | 8.9024 | 8.6396 | 8.7007 | 8.269 | 8.2453 | 7.6127
21/06/1982 13:00:00 | 19.6467 | 18.4457 | 15.9596 | 14.7312 | 14.457 | 13.0471 | 12.5453 | 11.1883
21/06/1982 14:00:00 | 34.0699 | 32.062 | 27.8661 | 26.0056 | 25.9528 | 24.2447 | 23.8319 | 21.7552
21/06/1982 15:00:00 | 62.3843 | 57.725 | 53.1217 | 50.7918 | 50.5808 | 49.2131 | 48.7575 | 46.4748
21/06/1982 16:00:00 | 101.9917 | 94.9019 | 91.0562 | 88.3273 | 87.5148 | 86.2472 | 85.1234 | 83.397
21/06/1982 17:00:00 | 139.3416 | 133.4459 | 127.9987 | 124.4326 | 124.0943 | 122.4195 | 121.7059 | 119.2978
21/06/1982 18:00:00 | 172.2435 | 171.0335 | 164.9227 | 160.9243 | 160.5104 | 158.0303 | 157.3809 | 154.0617
21/06/1982 19:00:00 | 194.6676 | 194.9372 | 187.8313 | 183.1548 | 182.0075 | 178.4814 | 177.948 | 174.6151
21/06/1982 20:00:00 | 196.814 | 199.4676 | 193.5994 | 190.4214 | 189.6684 | 187.2823 | 187.3461 | 184.854
21/06/1982 21:00:00 | 182.2186 | 189.2531 | 187.6023 | 188.8793 | 190.8606 | 192.2521 | 194.541 | 193.7138
21/06/1982 22:00:00 | 166.6144 | 174.4281 | 173.4304 | 176.4627 | 180.9452 | 185.161 | 190.3293 | 190.4815
21/06/1982 23:00:00 | 166.8272 | 172.005 | 170.1135 | 171.679 | 174.8332 | 177.9231 | 181.3807 | 181.1663
22/06/1982 00:00:00 | 179.8533 | 182.3527 | 180.6771 | 180.7337 | 182.5938 | 186.01 | 189.1038 | 190.831
22/06/1982 01:00:00 | 180.8278 | 185.145 | 185.0179 | 185.855 | 188.8444 | 193.569 | 198.3496 | 201.2744
22/06/1982 02:00:00 | 147.0817 | 154.653 | 158.2171 | 162.3122 | 165.9999 | 172.4212 | 177.1147 | 180.918
22/06/1982 03:00:00 | 122.8887 | 130.1719 | 138.2798 | 144.5374 | 148.2142 | 155.5825 | 160.8405 | 167.0282
22/06/1982 04:00:00 | 107.0159 | 114.2814 | 125.5889 | 132.3426 | 136.6177 | 143.397 | 147.8749 | 154.5633
22/06/1982 05:00:00 | 73.7924 | 80.0185 | 92.1357 | 99.7946 | 104.3389 | 113.8711 | 118.1466 | 126.0246
22/06/1982 06:00:00 | 43.2818 | 47.5319 | 58.5854 | 66.829 | 70.805 | 80.9232 | 86.3053 | 96.6265
22/06/1982 07:00:00 | 23.7118 | 26.822 | 34.8621 | 41.0024 | 43.7153 | 50.5166 | 55.1907 | 63.9347
22/06/1982 08:00:00 | 9.1368 | 11.1617 | 16.429 | 19.7875 | 21.2865 | 25.4266 | 27.9663 | 34.26
22/06/1982 09:00:00 | 1.269 | 1.7256 | 3.8481 | 5.0038 | 5.3986 | 6.9352 | 7.9342 | 11.3674
22/06/1982 10:00:00 | 1.9685 | 2.4581 | 2.1814 | 2.0682 | 2.219 | 1.8155 | 2.2793 | 3.6674
22/06/1982 11:00:00 | 2.2946 | 2.6503 | 2.5158 | 2.6385 | 3.0098 | 2.3564 | 3.3276 | 4.4728
22/06/1982 12:00:00 | 0 | 0 | 0 | 0 | 0 | 0 | 0 | 0
22/06/1982 13:00:00 | 0 | 0 | 0 | 0 | 0 | 0 | 0 | 0
22/06/1982 14:00:00 | 0 | 0 | 0 | 0 | 0 | 0 | 0 | 0
22/06/1982 15:00:00 | 0.37962 | 0 | 0 | 0 | 0 | 0 | 0 | 0
22/06/1982 16:00:00 | 8.5909 | 7.8207 | 6.1075 | 4.9475 | 4.5475 | 3.164 | 2.3858 | 1.3338
22/06/1982 17:00:00 | 34.4266 | 32.7943 | 29.0651 | 26.6571 | 26.0417 | 23.2482 | 22.0795 | 19.4815
22/06/1982 18:00:00 | 56.5221 | 54.1694 | 50.2936 | 47.6591 | 47.8971 | 46.1581 | 46.4339 | 44.496
22/06/1982 19:00:00 | 42.0114 | 39.6758 | 38.1125 | 36.8227 | 36.7787 | 36.521 | 37.0512 | 36.7823
22/06/1982 20:00:00 | 20.6968 | 19.2862 | 17.911 | 16.6724 | 15.78 | 14.4347 | 13.4776 | 12.6166
22/06/1982 21:00:00 | 4.983 | 4.057 | 2.1318 | 1.1029 | 0.62214 | 0 | 0 | 0
22/06/1982 22:00:00 | 0 | 0 | 0 | 0 | 0 | 0 | 0 | 0
22/06/1982 23:00:00 | 25.2719 | 30.4599 | 26.7409 | 25.67 | 26.1011 | 23.5937 | 27.176 | 26.3157
23/06/1982 00:00:00 | 109.671 | 123.267 | 116.3326 | 117.818 | 121.4097 | 117.3617 | 128.6674 | 126.509
23/06/1982 01:00:00 | 135.2905 | 148.6236 | 141.6088 | 147.2058 | 156.191 | 160.5107 | 166.5155 | 158.3324
23/06/1982 02:00:00 | 158.4764 | 172.5425 | 166.9893 | 172.0804 | 181.3316 | 188.2093 | 198.6823 | 196.0529
23/06/1982 03:00:00 | 139.7397 | 147.9876 | 145.9708 | 148.7632 | 153.4367 | 157.472 | 162.5269 | 161.4625
23/06/1982 04:00:00 | 101.7991 | 106.8181 | 107.1414 | 109.0793 | 111.3842 | 115.0734 | 117.2688 | 118.4712
23/06/1982 05:00:00 | 68.213 | 71.1449 | 73.8904 | 77.1175 | 76.4393 | 79.2967 | 79.7725 | 83.1633
23/06/1982 06:00:00 | 68.0204 | 72.7344 | 74.1166 | 76.6352 | 76.3205 | 76.5135 | 74.9719 | 74.4888
23/06/1982 07:00:00 | 77.0755 | 84.4485 | 84.7901 | 86.8323 | 88.9385 | 89.0141 | 88.6299 | 86.1091
23/06/1982 08:00:00 | 76.843 | 83.7963 | 87.4442 | 92.4114 | 95.7539 | 99.774 | 102.5702 | 104.0356
23/06/1982 09:00:00 | 70.2487 | 77.6105 | 83.2932 | 89.8469 | 95.0024 | 103.139 | 108.5609 | 113.5379
23/06/1982 10:00:00 | 58.3721 | 65.1849 | 71.1268 | 78.5071 | 84.5191 | 95.258 | 103.005 | 110.1436
23/06/1982 11:00:00 | 48.1702 | 54.2883 | 60.4655 | 68.0927 | 73.9574 | 85.6055 | 94.6153 | 102.9955
23/06/1982 12:00:00 | 39.2799 | 44.9105 | 52.0721 | 60.5497 | 66.6633 | 79.6569 | 89.3013 | 99.7883
23/06/1982 13:00:00 | 35.6612 | 40.4117 | 46.6775 | 54.622 | 60.6237 | 74.1638 | 85.3696 | 97.4042
23/06/1982 14:00:00 | 31.4933 | 34.4138 | 39.3479 | 45.1572 | 50.7099 | 63.3343 | 75.1783 | 87.6313
23/06/1982 15:00:00 | 26.4332 | 30.023 | 34.0077 | 39.3616 | 43.8205 | 54.673 | 65.8067 | 77.0686
23/06/1982 16:00:00 | 25.949 | 30.8794 | 34.9307 | 40.9083 | 44.7849 | 54.8139 | 63.6593 | 72.4238
23/06/1982 17:00:00 | 29.3877 | 35.2704 | 40.0759 | 46.4722 | 51.1787 | 61.5353 | 68.888 | 76.1325
23/06/1982 18:00:00 | 36.65 | 44.1084 | 48.4968 | 55.2417 | 60.6622 | 70.9123 | 78.3855 | 84.0076
23/06/1982 19:00:00 | 48.1001 | 56.5379 | 60.3976 | 66.9629 | 71.8066 | 81.4075 | 88.4239 | 94.0415
23/06/1982 20:00:00 | 68.8499 | 79.4169 | 84.3169 | 91.6484 | 98.8984 | 109.5627 | 118.7371 | 124.3094
23/06/1982 21:00:00 | 82.1901 | 90.3336 | 101.2456 | 111.7539 | 120.9554 | 136.7166 | 148.9683 | 160.7224
23/06/1982 22:00:00 | 84.2403 | 88.461 | 99.9474 | 110.3264 | 117.5328 | 134.7135 | 146.9124 | 162.3823
23/06/1982 23:00:00 | 103.8324 | 110.6118 | 119.3374 | 130.1977 | 138.849 | 155.1454 | 164.285 | 172.9958
24/06/1982 00:00:00 | 127.8743 | 142.4076 | 150.0028 | 161.1385 | 167.8645 | 177.6741 | 183.3083 | 186.5906
24/06/1982 01:00:00 | 141.8359 | 160.2262 | 164.0632 | 171.1393 | 174.4258 | 177.8878 | 180.4131 | 180.6651
24/06/1982 02:00:00 | 162.639 | 180.0432 | 179.6872 | 183.4962 | 186.4111 | 188.4199 | 191.4927 | 190.892
24/06/1982 03:00:00 | 183.0664 | 197.8462 | 197.0657 | 200.7313 | 205.0483 | 208.4993 | 212.4812 | 212.1543
24/06/1982 04:00:00 | 190.9167 | 207.7147 | 210.3829 | 216.7151 | 221.4171 | 225.5086 | 226.2985 | 224.0363
24/06/1982 05:00:00 | 203.0217 | 221.1247 | 225.1034 | 229.3172 | 230.9901 | 231.6901 | 230.5003 | 228.3096
24/06/1982 06:00:00 | 219.9655 | 232.5821 | 233.5658 | 236.7695 | 237.5 | 237.5 | 237.468 | 233.9364
24/06/1982 07:00:00 | 234.4031 | 237.5 | 237.5 | 237.5 | 237.5 | 237.5 | 237.5 | 237.5
24/06/1982 08:00:00 | 237.5 | 237.5 | 237.5 | 237.5 | 237.5 | 237.5 | 237.5 | 237.5
24/06/1982 09:00:00 | 237.5 | 237.5 | 237.5 | 237.5 | 237.5 | 237.5 | 237.5 | 237.5
24/06/1982 10:00:00 | 237.5 | 237.5 | 237.5 | 237.5 | 237.5 | 237.5 | 237.5 | 237.5
24/06/1982 11:00:00 | 237.5 | 237.5 | 237.5 | 237.5 | 237.5 | 237.5 | 237.5 | 237.5
24/06/1982 12:00:00 | 237.5 | 237.5 | 237.5 | 237.5 | 237.5 | 237.5 | 237.5 | 237.5
24/06/1982 13:00:00 | 237.5 | 237.5 | 237.5 | 237.5 | 237.5 | 237.5 | 237.5 | 237.5
24/06/1982 14:00:00 | 212.7018 | 222.4715 | 225.2591 | 228.0114 | 228.2324 | 228.0934 | 226.1105 | 223.3578
24/06/1982 15:00:00 | 171.4664 | 185.2022 | 182.6613 | 185.1237 | 184.9171 | 182.3429 | 178.7688 | 173.61
24/06/1982 16:00:00 | 156.8756 | 171.6011 | 168.0056 | 169.507 | 170.6302 | 167.603 | 167.6554 | 163.0515
24/06/1982 17:00:00 | 144.6268 | 156.9288 | 157.4904 | 160.0164 | 161.0813 | 161.2423 | 164.4529 | 165.5494
24/06/1982 18:00:00 | 125.2162 | 136.386 | 141.9061 | 147.1713 | 148.3523 | 152.7452 | 156.7098 | 162.3664
24/06/1982 19:00:00 | 103.263 | 112.8334 | 119.7374 | 125.649 | 127.5174 | 134.151 | 138.9259 | 145.9223
24/06/1982 20:00:00 | 88.5315 | 96.3679 | 100.8477 | 104.2991 | 105.7465 | 109.6089 | 113.2495 | 117.6716
24/06/1982 21:00:00 | 75.8563 | 83.308 | 86.2322 | 88.3378 | 89.3695 | 91.2236 | 93.3294 | 95.6115
24/06/1982 22:00:00 | 50.1976 | 56.9259 | 61.4808 | 65.521 | 67.3309 | 70.2996 | 71.8952 | 74.1695
24/06/1982 23:00:00 | 26.1896 | 30.8321 | 35.0419 | 39.544 | 41.6169 | 45.1532 | 46.1755 | 48.2087
25/06/1982 00:00:00 | 13.1797 | 16.1089 | 18.9716 | 21.6942 | 22.9815 | 25.3812 | 25.8544 | 27.0336
25/06/1982 01:00:00 | 7.0236 | 8.3813 | 9.8495 | 11.5361 | 12.3558 | 13.9172 | 14.4025 | 15.4686
25/06/1982 02:00:00 | 7.2163 | 7.7984 | 8.2232 | 8.7396 | 8.9299 | 9.434 | 9.4755 | 9.884
25/06/1982 03:00:00 | 11.2604 | 12.1439 | 12.3528 | 12.8632 | 13.0444 | 13.3246 | 13.0569 | 13.0261
25/06/1982 04:00:00 | 15.4781 | 16.4559 | 16.586 | 17.2908 | 17.8507 | 18.5345 | 18.8274 | 18.9454
25/06/1982 05:00:00 | 28.0586 | 27.3949 | 25.5925 | 24.7319 | 24.6682 | 23.9462 | 23.9132 | 23.1464
25/06/1982 06:00:00 | 58.0437 | 57.7786 | 53.8174 | 51.6487 | 51.3251 | 48.939 | 47.8073 | 45.0144
25/06/1982 07:00:00 | 89.7261 | 95.8109 | 91.6296 | 90.3626 | 91.6286 | 89.6842 | 89.3045 | 85.4812
25/06/1982 08:00:00 | 92.7021 | 104.9564 | 105.0119 | 108.5802 | 113.9268 | 117.3081 | 120.6332 | 118.6581
25/06/1982 09:00:00 | 80.3224 | 92.3706 | 96.1002 | 102.8059 | 109.6077 | 118.6297 | 124.7082 | 126.6974
25/06/1982 10:00:00 | 78.6556 | 87.0465 | 91.4424 | 98.7385 | 103.4029 | 113.6895 | 119.0932 | 123.8892
25/06/1982 11:00:00 | 81.0333 | 86.4282 | 91.6222 | 99.5106 | 103.0004 | 116.1155 | 121.9461 | 130.9733
25/06/1982 12:00:00 | 74.3857 | 78.0946 | 81.6017 | 87.5489 | 90.1445 | 102.7736 | 108.8924 | 119.644
25/06/1982 13:00:00 | 70.8729 | 75.0147 | 77.7648 | 84.2986 | 87.2688 | 101.8 | 109.2103 | 121.1856
25/06/1982 14:00:00 | 86.8446 | 91.8427 | 94.4069 | 101.6014 | 105.6423 | 124.2908 | 135.4479 | 150.7145
25/06/1982 15:00:00 | 120.3485 | 125.5972 | 124.5131 | 127.7727 | 131.6187 | 148.2522 | 156.4985 | 168.1897
25/06/1982 16:00:00 | 134.112 | 138.166 | 134.9364 | 132.7753 | 135.7019 | 144.8486 | 145.9301 | 149.4103
25/06/1982 17:00:00 | 126.6267 | 129.5078 | 129.021 | 125.4359 | 126.4007 | 126.363 | 121.4244 | 117.6453
25/06/1982 18:00:00 | 132.4017 | 125.8826 | 137.2061 | 129.1246 | 121.9393 | 111.699 | 101.0913 | 99.6252
25/06/1982 19:00:00 | 88.8975 | 92.8726 | 92.5546 | 85.4844 | 88.8366 | 86.1152 | 98.0432 | 94.6075
25/06/1982 20:00:00 | 77.237 | 84.5401 | 80.6557 | 78.2072 | 82.0361 | 83.4971 | 94.263 | 89.7796
25/06/1982 21:00:00 | 126.2458 | 127.6738 | 122.5205 | 121.6854 | 118.1716 | 116.6059 | 109.1889 | 104.9248
25/06/1982 22:00:00 | 213.1782 | 220.0896 | 207.3542 | 205.5451 | 211.4292 | 210.811 | 217.3989 | 210.3252
25/06/1982 23:00:00 | 237.5 | 237.5 | 237.5 | 237.5 | 237.5 | 237.5 | 237.5 | 237.5
26/06/1982 00:00:00 | 237.5 | 237.5 | 237.5 | 237.5 | 237.5 | 237.5 | 237.5 | 237.5
26/06/1982 01:00:00 | 227.5315 | 230.102 | 233.4312 | 235.7297 | 236.4457 | 237.5 | 237.5 | 237.5
26/06/1982 02:00:00 | 202.142 | 209.3461 | 216.4971 | 221.6376 | 224.0273 | 228.453 | 230.2499 | 233.1081
26/06/1982 03:00:00 | 170.0473 | 178.3663 | 187.6487 | 194.4183 | 198.4053 | 205.427 | 209.9943 | 215.5433
26/06/1982 04:00:00 | 127.5218 | 133.3731 | 139.9171 | 145.6367 | 147.4203 | 154.0993 | 158.0382 | 164.4112
26/06/1982 05:00:00 | 133.4179 | 142.5964 | 143.5053 | 146.4144 | 148.6054 | 150.3778 | 150.8821 | 149.8266
26/06/1982 06:00:00 | 126.2702 | 140.6786 | 145.9714 | 152.7751 | 157.5598 | 161.8867 | 163.5211 | 163.1134
26/06/1982 07:00:00 | 99.7647 | 109.8595 | 118.0185 | 126.5974 | 131.1643 | 141.6606 | 146.513 | 152.9755
26/06/1982 08:00:00 | 91.965 | 99.4309 | 106.19 | 113.5908 | 118.0758 | 127.7214 | 134.7159 | 142.8595
26/06/1982 09:00:00 | 80.0371 | 86.4307 | 94.0978 | 100.712 | 105.1506 | 115.548 | 124.5846 | 135.0266
26/06/1982 10:00:00 | 63.5442 | 67.6566 | 74.3335 | 80.7446 | 85.144 | 95.942 | 106.0339 | 118.4585
26/06/1982 11:00:00 | 51.423 | 52.3128 | 57.5705 | 63.3064 | 67.9526 | 79.8309 | 91.1175 | 103.8394
26/06/1982 12:00:00 | 44.1546 | 43.743 | 46.682 | 50.5684 | 54.863 | 66.0678 | 77.8724 | 90.0771
26/06/1982 13:00:00 | 39.8316 | 40.3094 | 42.1883 | 45.3182 | 49.9343 | 60.7626 | 73.0025 | 85.1024
26/06/1982 14:00:00 | 32.191 | 34.3319 | 36.9219 | 41.8224 | 46.6885 | 58.5348 | 70.8111 | 82.7325
26/06/1982 15:00:00 | 22.8993 | 25.9333 | 28.0573 | 32.8986 | 37.5606 | 48.391 | 59.5423 | 69.646
26/06/1982 16:00:00 | 11.3754 | 15.282 | 17.0186 | 21.6869 | 26.0645 | 35.2941 | 45.8657 | 54.4332
26/06/1982 17:00:00 | 2.611 | 7.0859 | 8.333 | 13.7159 | 19.6385 | 31.1187 | 43.6437 | 52.2352
26/06/1982 18:00:00 | 3.9448 | 9.5467 | 11.3965 | 18.5233 | 26.7881 | 43.243 | 61.5743 | 72.164
26/06/1982 19:00:00 | 11.4059 | 19.421 | 22.0093 | 30.4872 | 40.7273 | 60.7264 | 80.547 | 92.265
26/06/1982 20:00:00 | 23.7858 | 32.509 | 35.8028 | 45.7336 | 56.1859 | 77.1169 | 92.4537 | 102.6004
26/06/1982 21:00:00 | 44.1398 | 54.2173 | 61.0257 | 72.922 | 82.7948 | 102.3992 | 113.5735 | 123.181
26/06/1982 22:00:00 | 75.0242 | 83.2284 | 90.4797 | 102.1333 | 111.0437 | 128.6894 | 137.2887 | 144.7273
26/06/1982 23:00:00 | 111.2228 | 120.1874 | 124.5152 | 134.0519 | 142.2968 | 155.349 | 162.0862 | 165.7874
27/06/1982 00:00:00 | 124.2031 | 135.8872 | 141.3711 | 149.8115 | 156.4946 | 167.3664 | 174.6618 | 179.7771
27/06/1982 01:00:00 | 123.5492 | 137.4917 | 144.0446 | 154.0768 | 161.4695 | 173.4156 | 180.0396 | 184.7697
27/06/1982 02:00:00 | 134.2978 | 152.1845 | 158.9586 | 170.1207 | 177.0499 | 186.9815 | 188.9894 | 189.1817
27/06/1982 03:00:00 | 145.7641 | 164.1242 | 169.7491 | 179.3059 | 184.2311 | 189.2252 | 185.104 | 180.0967
27/06/1982 04:00:00 | 145.8569 | 164.6801 | 170.6952 | 179.8271 | 183.1457 | 183.6776 | 176.3459 | 168.3157
27/06/1982 05:00:00 | 129.9072 | 140.5695 | 144.6058 | 149.336 | 149.77 | 149.1379 | 144.162 | 140.4837
27/06/1982 06:00:00 | 130.043 | 132.8569 | 133.0512 | 132.7805 | 131.7703 | 128.2515 | 123.9694 | 120.1322
27/06/1982 07:00:00 | 151.6907 | 150.2139 | 146.3766 | 140.2886 | 134.7903 | 124.256 | 119.3202 | 113.015
27/06/1982 08:00:00 | 171.022 | 170.9733 | 163.2372 | 156.4057 | 152.8176 | 147.7713 | 149.1918 | 147.1636
27/06/1982 09:00:00 | 208.182 | 205.6707 | 200.4543 | 198.4947 | 199.4964 | 202.1844 | 206.5136 | 208.4196
27/06/1982 10:00:00 | 233.9184 | 228.4287 | 229.3866 | 229.3543 | 229.0719 | 229.551 | 229.8374 | 231.2282
27/06/1982 11:00:00 | 236.3878 | 229.3976 | 230.0463 | 229.1859 | 227.9106 | 228.4238 | 228.8032 | 231.2685
27/06/1982 12:00:00 | 237.5 | 237.5 | 234.4026 | 227.9499 | 220.7442 | 210.541 | 207.3175 | 204.4615
27/06/1982 13:00:00 | 237.5 | 237.5 | 237.5 | 237.5 | 237.5 | 232.0234 | 225.1621 | 206.2613
27/06/1982 14:00:00 | 237.5 | 237.5 | 237.5 | 237.5 | 237.5 | 237.5 | 237.5 | 237.5
27/06/1982 15:00:00 | 237.5 | 237.5 | 237.5 | 237.5 | 237.5 | 237.5 | 237.5 | 237.5
27/06/1982 16:00:00 | 237.5 | 237.5 | 237.5 | 237.5 | 237.5 | 237.5 | 237.5 | 237.5
27/06/1982 17:00:00 | 237.5 | 237.5 | 237.5 | 237.5 | 237.5 | 237.5 | 237.5 | 237.5
27/06/1982 18:00:00 | 237.5 | 237.5 | 237.5 | 237.5 | 237.1091 | 229.9427 | 221.0232 | 208.7469
27/06/1982 19:00:00 | 237.5 | 237.5 | 237.5 | 232.2517 | 228.0061 | 212.2324 | 199.3287 | 185.4456
27/06/1982 20:00:00 | 237.5 | 237.5 | 237.5 | 233.9552 | 230.1816 | 218.2404 | 208.4604 | 196.8533
27/06/1982 21:00:00 | 237.5 | 237.5 | 237.5 | 237.2774 | 234.1088 | 228.0607 | 222.6182 | 215.0005
27/06/1982 22:00:00 | 237.5 | 237.5 | 236.8364 | 233.5018 | 230.7965 | 224.5506 | 217.672 | 210.5473
27/06/1982 23:00:00 | 235.0775 | 234.9753 | 231.628 | 228.9584 | 227.1164 | 218.7864 | 213.2553 | 206.5707
28/06/1982 00:00:00 | 227.905 | 229.2739 | 226.8188 | 223.9688 | 222.2244 | 216.4737 | 212.8396 | 207.0004
28/06/1982 01:00:00 | 222.2415 | 227.1883 | 223.288 | 221.3883 | 221.1935 | 216.5639 | 213.4138 | 207.0138
28/06/1982 02:00:00 | 214.5555 | 219.4555 | 217.4884 | 215.2739 | 213.8211 | 208.1937 | 204.4078 | 198.8903
28/06/1982 03:00:00 | 192.8808 | 200.1723 | 200.8473 | 200.6839 | 198.9805 | 193.0951 | 186.3405 | 180.257
28/06/1982 04:00:00 | 192.4836 | 204.5325 | 204.9508 | 206.7225 | 208.8294 | 207.4412 | 206.3301 | 202.0612
28/06/1982 05:00:00 | 178.4447 | 187.8546 | 194.609 | 200.0416 | 203.0953 | 208.219 | 212.2518 | 216.8911
28/06/1982 06:00:00 | 170.3683 | 173.761 | 180.7008 | 184.7425 | 185.5957 | 191.2264 | 193.3061 | 199.4193
28/06/1982 07:00:00 | 186.1351 | 197.5374 | 196.8235 | 200.7038 | 203.993 | 206.2961 | 206.784 | 203.5839
28/06/1982 08:00:00 | 204.7116 | 221.4078 | 222.825 | 228.1975 | 230.6786 | 232.0707 | 232.3437 | 230.0997
28/06/1982 09:00:00 | 224.817 | 232.9078 | 236.0144 | 237.5 | 237.5 | 237.5 | 237.5 | 237.5
28/06/1982 10:00:00 | 222.2994 | 230.0052 | 233.9972 | 237.5 | 237.5 | 237.5 | 237.5 | 237.5
28/06/1982 11:00:00 | 221.5979 | 228.6338 | 232.5819 | 236.6927 | 237.5 | 237.5 | 237.5 | 237.5
28/06/1982 12:00:00 | 234.2364 | 237.5 | 237.5 | 237.5 | 237.5 | 237.5 | 237.5 | 237.5
28/06/1982 13:00:00 | 237.5 | 237.5 | 237.5 | 237.5 | 237.5 | 237.5 | 237.5 | 237.5
28/06/1982 14:00:00 | 237.5 | 237.5 | 237.5 | 237.5 | 237.5 | 237.5 | 237.5 | 237.5
28/06/1982 15:00:00 | 237.5 | 237.5 | 237.5 | 237.5 | 237.5 | 237.5 | 237.5 | 237.5
28/06/1982 16:00:00 | 237.5 | 237.5 | 237.5 | 237.5 | 237.5 | 237.5 | 237.5 | 237.5
28/06/1982 17:00:00 | 237.5 | 237.5 | 237.5 | 237.5 | 237.5 | 237.5 | 237.5 | 237.5
28/06/1982 18:00:00 | 237.5 | 237.5 | 237.5 | 237.5 | 237.5 | 237.5 | 237.5 | 237.5
28/06/1982 19:00:00 | 237.5 | 237.5 | 237.5 | 237.5 | 237.5 | 237.5 | 237.5 | 237.5
28/06/1982 20:00:00 | 237.5 | 237.5 | 237.5 | 237.5 | 237.5 | 237.5 | 237.5 | 237.5
28/06/1982 21:00:00 | 237.5 | 237.5 | 237.5 | 237.5 | 237.5 | 237.5 | 237.5 | 237.5
28/06/1982 22:00:00 | 237.5 | 237.5 | 237.5 | 237.5 | 237.5 | 237.5 | 237.5 | 237.5
28/06/1982 23:00:00 | 237.5 | 237.5 | 237.5 | 237.5 | 237.5 | 237.5 | 237.5 | 237.5
29/06/1982 00:00:00 | 237.5 | 237.5 | 237.5 | 237.5 | 237.5 | 237.5 | 237.5 | 237.5
29/06/1982 01:00:00 | 237.5 | 237.5 | 237.5 | 237.5 | 237.5 | 235.0556 | 232.9731 | 231.4756
29/06/1982 02:00:00 | 237.5 | 234.8099 | 233.0489 | 230.1437 | 227.9142 | 221.546 | 218.7325 | 217.0509
29/06/1982 03:00:00 | 228.6501 | 219.3864 | 214.4808 | 207.7988 | 202.9587 | 196.0611 | 192.1976 | 190.6389
29/06/1982 04:00:00 | 208.2878 | 195.9024 | 191.0853 | 184.7749 | 180.5334 | 176.5038 | 174.6532 | 175.0739
29/06/1982 05:00:00 | 199.2815 | 188.3044 | 187.2214 | 183.751 | 180.8976 | 179.4338 | 180.41 | 183.5767
29/06/1982 06:00:00 | 198.5662 | 189.766 | 190.5238 | 187.8391 | 185.3599 | 185.1758 | 186.6313 | 191.0958
29/06/1982 07:00:00 | 186.5466 | 178.698 | 178.7364 | 175.4014 | 173.3373 | 172.5433 | 173.9381 | 177.5689
29/06/1982 08:00:00 | 162.7029 | 154.2848 | 154.1445 | 150.8963 | 148.7581 | 146.7439 | 148.1156 | 150.9539
29/06/1982 09:00:00 | 148.425 | 138.9787 | 139.3559 | 136.6335 | 134.2833 | 132.0598 | 132.1289 | 134.1593
29/06/1982 10:00:00 | 153.9774 | 142.6246 | 141.2941 | 136.7275 | 132.7797 | 127.9508 | 124.6142 | 123.7558
29/06/1982 11:00:00 | 160.8865 | 147.1033 | 142.0962 | 134.5859 | 128.0063 | 120.6233 | 114.9193 | 111.801
29/06/1982 12:00:00 | 177.933 | 167.159 | 155.2184 | 144.5802 | 137.3768 | 126.1412 | 117.3626 | 109.2756
29/06/1982 13:00:00 | 215.2207 | 210.1651 | 197.2408 | 186.085 | 180.1035 | 166.5692 | 156.3288 | 144.4213
29/06/1982 14:00:00 | 228.8542 | 222.5421 | 211.9016 | 201.7852 | 194.3086 | 182.7206 | 175.8101 | 169.4403
29/06/1982 15:00:00 | 207.5807 | 189.9953 | 179.2262 | 167.3846 | 158.9517 | 152.7186 | 150.3756 | 151.9176
29/06/1982 16:00:00 | 167.2547 | 149.0129 | 145.5778 | 140.3014 | 136.9017 | 139.4702 | 143.905 | 152.0513
29/06/1982 17:00:00 | 154.9629 | 143.2529 | 146.2247 | 146.1379 | 146.3957 | 151.5858 | 156.3485 | 164.2852
29/06/1982 18:00:00 | 151.8004 | 146.7945 | 152.2692 | 155.0639 | 156.3957 | 158.9206 | 158.0589 | 159.6547
29/06/1982 19:00:00 | 161.3867 | 162.177 | 161.5777 | 163.0119 | 164.7959 | 161.3782 | 154.0709 | 145.1036
29/06/1982 20:00:00 | 175.6028 | 175.4412 | 167.5796 | 162.9643 | 162.675 | 152.1984 | 141.1116 | 126.0781
29/06/1982 21:00:00 | 155.4337 | 152.7799 | 146.5829 | 140.9045 | 138.7614 | 129.4438 | 119.1316 | 108.4162
29/06/1982 22:00:00 | 124.4394 | 123.0721 | 121.2096 | 118.7895 | 117.4425 | 113.9157 | 108.4411 | 104.436
29/06/1982 23:00:00 | 112.5042 | 114.1124 | 115.4177 | 117.604 | 121.7864 | 126.7004 | 129.9652 | 131.3353
30/06/1982 00:00:00 | 128.8524 | 138.3755 | 143.6714 | 150.7082 | 160.5463 | 169.3133 | 174.967 | 174.9302
30/06/1982 01:00:00 | 154.7206 | 165.1824 | 171.6732 | 177.6667 | 184.015 | 187.0748 | 189.4815 | 187.9182
30/06/1982 02:00:00 | 149.0561 | 153.8494 | 158.4108 | 161.9087 | 166.1498 | 169.4042 | 172.7155 | 173.8135
30/06/1982 03:00:00 | 122.5787 | 125.7948 | 129.5926 | 133.3984 | 137.2083 | 142.0696 | 145.59 | 147.9832
30/06/1982 04:00:00 | 102.5219 | 104.786 | 108.159 | 111.4944 | 113.6137 | 117.9537 | 120.4014 | 123.3499
30/06/1982 05:00:00 | 90.2812 | 91.826 | 94.2648 | 96.6332 | 97.6795 | 101.4225 | 103.2075 | 106.147
30/06/1982 06:00:00 | 88.5612 | 89.7279 | 91.3454 | 92.8517 | 93.8432 | 96.8216 | 97.9679 | 99.9701
30/06/1982 07:00:00 | 91.7781 | 92.2243 | 94.1689 | 95.3251 | 96.2442 | 97.6985 | 98.2175 | 99.1176
30/06/1982 08:00:00 | 89.4084 | 89.5004 | 91.7943 | 93.2471 | 94.4947 | 95.1196 | 95.6725 | 95.7537
30/06/1982 09:00:00 | 87.7916 | 87.3888 | 89.2067 | 90.0398 | 91.0169 | 90.4437 | 90.8831 | 90.3332
30/06/1982 10:00:00 | 88.1702 | 86.686 | 88.1021 | 87.7712 | 87.5807 | 85.9621 | 85.7667 | 85.3884
30/06/1982 11:00:00 | 76.6025 | 73.1541 | 74.7134 | 73.4058 | 71.9253 | 70.0238 | 68.9372 | 69.2122
30/06/1982 12:00:00 | 57.9972 | 54.607 | 55.9874 | 55.2299 | 53.5134 | 52.5074 | 52.369 | 54.2068
30/06/1982 13:00:00 | 53.1808 | 52.053 | 51.2961 | 50.977 | 48.511 | 47.5901 | 47.969 | 49.7029
30/06/1982 14:00:00 | 70.7487 | 74.4478 | 69.9884 | 69.556 | 67.8221 | 65.2779 | 63.1131 | 59.9113
30/06/1982 15:00:00 | 97.1288 | 103.6901 | 101.1407 | 103.0281 | 103.8775 | 101.8077 | 99.0781 | 93.5156
30/06/1982 16:00:00 | 115.0376 | 121.6167 | 120.8436 | 124.5153 | 126.7839 | 129.2306 | 130.3973 | 128.9632
30/06/1982 17:00:00 | 142.4265 | 148.7996 | 144.1554 | 145.3411 | 148.3012 | 151.4787 | 154.8482 | 153.9036
30/06/1982 18:00:00 | 171.9923 | 177.8704 | 171.0551 | 169.45 | 172.0122 | 172.4476 | 176.1344 | 173.8574
30/06/1982 19:00:00 | 181.6859 | 188.4925 | 184.3513 | 183.2949 | 185.7216 | 185.2147 | 188.8819 | 187.0897
30/06/1982 20:00:00 | 169.4573 | 176.1611 | 177.9081 | 180.1763 | 182.4836 | 183.4908 | 187.5008 | 188.5952
30/06/1982 21:00:00 | 139.4536 | 144.8114 | 149.7862 | 154.1193 | 156.4716 | 160.6416 | 164.5849 | 168.4955
30/06/1982 22:00:00 | 107.1875 | 111.3975 | 115.9994 | 120.1348 | 122.5302 | 128.1455 | 131.9928 | 136.8404
30/06/1982 23:00:00 | 84.3265 | 87.6357 | 91.1152 | 94.6954 | 96.5948 | 101.4792 | 103.7308 | 107.0926
01/07/1982 00:00:00 | 76.689 | 79.7945 | 80.9184 | 82.5079 | 83.1076 | 85.3999 | 86.0244 | 87.3061
01/07/1982 01:00:00 | 78.2241 | 79.8315 | 77.4809 | 76.1195 | 75.6312 | 75.097 | 74.6908 | 73.9439
01/07/1982 02:00:00 | 76.6576 | 77.7411 | 74.0984 | 71.6317 | 70.7871 | 68.4224 | 67.1588 | 64.9894
01/07/1982 03:00:00 | 71.9405 | 74.7498 | 72.2084 | 70.1692 | 68.5593 | 64.6389 | 63.3826 | 61.3117
01/07/1982 04:00:00 | 72.3352 | 76.7726 | 75.7812 | 74.069 | 72.1883 | 66.8286 | 65.0363 | 62.0991
01/07/1982 05:00:00 | 70.5524 | 75.7469 | 76.5725 | 76.9105 | 76.2387 | 72.3009 | 70.135 | 67.3394
01/07/1982 06:00:00 | 67.157 | 73.0495 | 74.0877 | 75.6676 | 76.7958 | 76.9845 | 77.5941 | 76.9359
01/07/1982 07:00:00 | 68.4698 | 73.5492 | 74.375 | 75.4138 | 77.0162 | 77.989 | 80.4823 | 81.1766
01/07/1982 08:00:00 | 71.3805 | 74.238 | 75.3165 | 75.4405 | 75.478 | 75.316 | 76.2439 | 77.1839
01/07/1982 09:00:00 | 64.8778 | 68.5516 | 71.3809 | 72.9883 | 73.5751 | 74.6024 | 74.9748 | 76.2223
01/07/1982 10:00:00 | 38.2525 | 43.8658 | 49.8884 | 55.0683 | 57.6469 | 63.4866 | 66.0567 | 70.0535
01/07/1982 11:00:00 | 15.5878 | 20.2993 | 26.7236 | 33.3278 | 36.7193 | 44.9634 | 50.6636 | 58.3424
01/07/1982 12:00:00 | 4.9185 | 8.435 | 13.552 | 19.7339 | 23.3462 | 31.612 | 38.5955 | 47.3672
01/07/1982 13:00:00 | 6.8932 | 11.3969 | 15.0916 | 20.7292 | 24.9109 | 33.2237 | 40.9517 | 48.2736
01/07/1982 14:00:00 | 25.1352 | 34.1574 | 36.2537 | 43.5559 | 50.7219 | 61.4241 | 71.421 | 76.7523
01/07/1982 15:00:00 | 64.3974 | 82.2379 | 83.0503 | 91.9496 | 100.1388 | 109.9799 | 120.4383 | 122.5557
01/07/1982 16:00:00 | 104.8016 | 124.2137 | 125.706 | 132.8202 | 137.3242 | 143.0177 | 148.4685 | 150.1734
01/07/1982 17:00:00 | 114.6269 | 131.1496 | 133.3974 | 140.0094 | 143.6794 | 148.8083 | 150.6504 | 150.9422
01/07/1982 18:00:00 | 118.8288 | 134.2936 | 136.2139 | 142.1766 | 145.4143 | 149.4323 | 150.9249 | 150.5996
01/07/1982 19:00:00 | 121.4174 | 136.0109 | 135.436 | 138.4997 | 140.8903 | 143.1394 | 144.4359 | 143.2562
01/07/1982 20:00:00 | 122.9329 | 138.2978 | 136.516 | 137.2825 | 139.1584 | 137.8189 | 136.982 | 132.5056
01/07/1982 21:00:00 | 123.4945 | 137.4273 | 136.5833 | 136.0006 | 135.9809 | 131.7364 | 129.7406 | 125.472
01/07/1982 22:00:00 | 105.7084 | 117.9641 | 119.536 | 119.8704 | 118.2498 | 114.1276 | 111.1847 | 108.4795
01/07/1982 23:00:00 | 84.7769 | 95.0452 | 98.7305 | 101.0242 | 99.7516 | 97.331 | 94.0536 | 92.4054
02/07/1982 00:00:00 | 65.8717 | 74.1851 | 78.0977 | 81.517 | 81.4133 | 81.0305 | 79.5381 | 79.0517
02/07/1982 01:00:00 | 46.124 | 54.6749 | 57.5243 | 61.3973 | 62.1007 | 63.8371 | 64.5091 | 65.6021
02/07/1982 02:00:00 | 25.8819 | 34.1012 | 38.0429 | 43.5154 | 44.974 | 47.7836 | 48.7999 | 49.9346
02/07/1982 03:00:00 | 12.1092 | 16.5861 | 19.7976 | 24.0211 | 25.9756 | 29.4893 | 30.2488 | 31.1733
02/07/1982 04:00:00 | 7.2023 | 8.4761 | 10.0382 | 11.9198 | 13.0795 | 15.528 | 16.2589 | 17.4462
02/07/1982 05:00:00 | 4.1131 | 5.3967 | 6.4739 | 7.4385 | 7.9067 | 8.9479 | 9.6677 | 10.8282
02/07/1982 06:00:00 | 0.53268 | 1.2844 | 1.9219 | 2.9062 | 3.4315 | 4.6025 | 5.3329 | 6.2492
02/07/1982 07:00:00 | 0 | 0 | 0 | 0 | 0 | 0 | 0 | 0.71024
02/07/1982 08:00:00 | 0 | 0 | 0 | 0 | 0 | 0 | 0 | 0
02/07/1982 09:00:00 | 0 | 0 | 0 | 0 | 0 | 0 | 0 | 0
02/07/1982 10:00:00 | 0 | 0 | 0 | 0 | 0 | 0 | 0 | 0
02/07/1982 11:00:00 | 0 | 0 | 0 | 0 | 0 | 0 | 0 | 0
02/07/1982 12:00:00 | 7.5103 | 5.2651 | 3.4175 | 1.8367 | 1.4346 | 0.40464 | 0.010492 | 0
02/07/1982 13:00:00 | 21.2139 | 16.9396 | 13.0678 | 10.0725 | 8.9601 | 6.5951 | 5.4595 | 3.7847
02/07/1982 14:00:00 | 43.5625 | 36.7137 | 29.8022 | 25.1086 | 23.377 | 18.8091 | 16.6329 | 13.2756
02/07/1982 15:00:00 | 83.0423 | 73.3166 | 62.8972 | 55.5218 | 52.4979 | 44.2607 | 40.0251 | 33.9252
02/07/1982 16:00:00 | 134.7788 | 123.6004 | 111.4662 | 101.0015 | 95.2454 | 82.2809 | 74.1229 | 65.484
02/07/1982 17:00:00 | 178.7238 | 171.212 | 160.353 | 148.7044 | 140.0186 | 122.5354 | 109.5938 | 98.6451
02/07/1982 18:00:00 | 185.605 | 183.3509 | 179.5956 | 174.9041 | 169.92 | 159.8492 | 149.7392 | 141.4772
02/07/1982 19:00:00 | 174.8707 | 174.9677 | 174.9529 | 175.0028 | 174.3441 | 173.8153 | 172.9321 | 172.3626
02/07/1982 20:00:00 | 164.5572 | 165.4384 | 167.9079 | 169.9218 | 169.1612 | 170.0111 | 168.054 | 168.149
02/07/1982 21:00:00 | 150.0487 | 152.622 | 157.8595 | 159.6487 | 155.9688 | 152.5629 | 143.6819 | 140.7191
02/07/1982 22:00:00 | 139.9458 | 150.6513 | 156.1181 | 161.6068 | 162.1571 | 162.2776 | 155.7263 | 151.7562
02/07/1982 23:00:00 | 136.0602 | 151.1179 | 156.7097 | 166.4407 | 171.5326 | 179.0037 | 177.7895 | 176.0534
03/07/1982 00:00:00 | 122.995 | 131.8189 | 137.2249 | 143.7182 | 144.917 | 149.1756 | 146.18 | 145.8233
03/07/1982 01:00:00 | 103.0411 | 105.9043 | 109.8486 | 112.1965 | 110.5276 | 109.6523 | 105.4965 | 104.7935
03/07/1982 02:00:00 | 79.1167 | 83.2018 | 86.9343 | 91.6187 | 94.7866 | 101.3103 | 105.1026 | 109.4442
03/07/1982 03:00:00 | 85.0696 | 91.2221 | 94.8811 | 101.0276 | 107.0664 | 120.0687 | 129.9883 | 138.5603
03/07/1982 04:00:00 | 124.8375 | 129.7189 | 130.7084 | 134.5433 | 140.0636 | 148.4777 | 156.6657 | 161.5098
03/07/1982 05:00:00 | 167.2806 | 173.0271 | 174.8036 | 178.8274 | 183.4992 | 188.1933 | 193.0084 | 194.1555
03/07/1982 06:00:00 | 173.4621 | 177.0676 | 178.6662 | 180.9247 | 182.3689 | 182.4279 | 182.4866 | 181.1323
03/07/1982 07:00:00 | 126.1205 | 127.5468 | 128.0271 | 129.5836 | 130.896 | 131.8548 | 132.8371 | 132.5728
03/07/1982 08:00:00 | 86.7014 | 89.6231 | 90.6022 | 93.3805 | 95.9045 | 98.5572 | 100.2354 | 100.0076
03/07/1982 09:00:00 | 61.9702 | 65.8074 | 67.6125 | 70.4682 | 72.2007 | 73.0853 | 72.043 | 70.0265
03/07/1982 10:00:00 | 53.2844 | 56.2253 | 57.3089 | 58.741 | 58.8442 | 57.7195 | 55.7924 | 53.9244
03/07/1982 11:00:00 | 60.8489 | 60.4477 | 60.4689 | 59.0931 | 56.779 | 54.0827 | 51.6688 | 50.9435
03/07/1982 12:00:00 | 64.4986 | 61.1525 | 60.3713 | 57.3967 | 54.1801 | 50.0928 | 46.3996 | 45.2428
03/07/1982 13:00:00 | 40.1369 | 35.9012 | 33.552 | 30.3518 | 27.9498 | 24.9313 | 23.0196 | 22.0462
03/07/1982 14:00:00 | 15.7841 | 14.2945 | 13.6213 | 12.8574 | 12.436 | 12.3291 | 12.3303 | 12.8973
03/07/1982 15:00:00 | 9.7511 | 11.3902 | 12.9148 | 14.7407 | 16.0137 | 19.1065 | 21.3681 | 24.226
03/07/1982 16:00:00 | 9.6147 | 12.7926 | 15.6295 | 18.9658 | 20.9419 | 25.9073 | 29.9335 | 34.598
03/07/1982 17:00:00 | 11.7829 | 15.7082 | 19.0287 | 23.0505 | 25.8654 | 32.6161 | 38.1325 | 44.2442
03/07/1982 18:00:00 | 28.7933 | 36.4027 | 40.3382 | 46.4298 | 51.3664 | 59.2665 | 65.3185 | 69.4782
03/07/1982 19:00:00 | 67.2279 | 79.181 | 82.5993 | 90.1724 | 95.4876 | 101.6069 | 104.7451 | 104.6583
03/07/1982 20:00:00 | 97.7643 | 102.692 | 102.845 | 105.577 | 107.5299 | 109.2707 | 107.321 | 104.4821
03/07/1982 21:00:00 | 92.4699 | 91.3459 | 88.0395 | 86.0281 | 84.5238 | 82.2578 | 79.6046 | 77.0928
03/07/1982 22:00:00 | 71.3489 | 71.361 | 69.6978 | 68.8296 | 67.6941 | 66.0045 | 65.5019 | 64.6824
03/07/1982 23:00:00 | 68.884 | 72.254 | 72.5414 | 74.3949 | 75.7321 | 77.3837 | 78.1068 | 77.9579
04/07/1982 00:00:00 | 85.5623 | 91.5491 | 91.4357 | 93.2643 | 94.5576 | 95.7183 | 95.7506 | 94.6424
04/07/1982 01:00:00 | 103.6518 | 107.6082 | 105.2359 | 104.4245 | 103.8441 | 101.3712 | 99.3233 | 96.2561
04/07/1982 02:00:00 | 92.9177 | 93.9442 | 92.7684 | 92.4715 | 92.4917 | 92.5765 | 92.4659 | 92.0045
04/07/1982 03:00:00 | 74.9519 | 76.0429 | 78.1264 | 80.318 | 81.8861 | 85.5653 | 87.5291 | 90.1792
04/07/1982 04:00:00 | 73.9044 | 75.0225 | 77.4166 | 78.9884 | 80.1343 | 82.642 | 83.5518 | 85.3214
04/07/1982 05:00:00 | 69.1966 | 71.0605 | 73.146 | 74.9296 | 75.9883 | 78.2306 | 79.0684 | 80.5113
04/07/1982 06:00:00 | 70.2412 | 73.0363 | 74.9859 | 77.2977 | 78.8025 | 81.3659 | 82.9993 | 84.413
04/07/1982 07:00:00 | 82.9394 | 83.8402 | 85.5797 | 86.6737 | 87.1008 | 87.9761 | 88.8159 | 90.0451
04/07/1982 08:00:00 | 85.8862 | 85.6339 | 87.6811 | 88.8661 | 89.1491 | 90.2279 | 91.2703 | 93.027
04/07/1982 09:00:00 | 99.0933 | 98.6102 | 100.5526 | 102.1374 | 102.6115 | 105.1878 | 106.5689 | 109.4292
04/07/1982 10:00:00 | 133.9983 | 132.1515 | 132.5984 | 132.7356 | 131.9123 | 133.5267 | 132.7895 | 134.2217
04/07/1982 11:00:00 | 178.9876 | 177.2662 | 171.2164 | 166.4294 | 162.6657 | 156.6054 | 149.3838 | 143.2107
04/07/1982 12:00:00 | 217.106 | 218.4704 | 211.4556 | 206.3962 | 202.2845 | 190.1796 | 177.7914 | 164.452
04/07/1982 13:00:00 | 232.7023 | 235.0486 | 233.8167 | 233.2935 | 232.7286 | 228.7201 | 220.8977 | 209.2592
04/07/1982 14:00:00 | 237.0063 | 237.5 | 237.5 | 237.5 | 237.5 | 237.5 | 237.5 | 235.2562
04/07/1982 15:00:00 | 237.5 | 237.5 | 237.5 | 237.5 | 237.5 | 237.5 | 237.5 | 237.5
04/07/1982 16:00:00 | 237.5 | 237.5 | 237.5 | 237.5 | 237.5 | 237.5 | 237.5 | 237.5
04/07/1982 17:00:00 | 237.5 | 237.5 | 237.5 | 237.5 | 237.5 | 237.5 | 237.5 | 237.5
04/07/1982 18:00:00 | 237.5 | 237.5 | 237.5 | 237.5 | 237.5 | 237.5 | 237.5 | 237.5
04/07/1982 19:00:00 | 237.5 | 237.5 | 237.5 | 237.5 | 237.5 | 237.5 | 237.5 | 237.5
04/07/1982 20:00:00 | 237.5 | 237.5 | 237.5 | 237.5 | 237.5 | 237.5 | 237.5 | 237.5
04/07/1982 21:00:00 | 237.5 | 237.5 | 237.5 | 237.5 | 237.5 | 237.5 | 237.5 | 237.5
04/07/1982 22:00:00 | 237.5 | 237.5 | 237.5 | 237.5 | 237.5 | 237.5 | 237.5 | 237.5
04/07/1982 23:00:00 | 237.5 | 237.5 | 237.5 | 237.5 | 237.5 | 237.5 | 237.5 | 237.5
05/07/1982 00:00:00 | 237.5 | 237.5 | 237.5 | 237.5 | 237.5 | 237.5 | 237.5 | 237.5
05/07/1982 01:00:00 | 237.5 | 237.5 | 237.5 | 237.5 | 237.5 | 234.3097 | 233.2629 | 232.103
05/07/1982 02:00:00 | 236.0492 | 232.7196 | 229.3596 | 225.072 | 220.8799 | 217.5927 | 220.7189 | 224.6788
05/07/1982 03:00:00 | 208.8052 | 198.2613 | 192.7483 | 187.0829 | 183.8329 | 189.493 | 197.1982 | 209.0338
05/07/1982 04:00:00 | 178.9918 | 164.9181 | 164.3591 | 162.6532 | 161.591 | 168.3214 | 173.9076 | 184.2958
05/07/1982 05:00:00 | 165.7695 | 154.1022 | 157.5335 | 158.0452 | 158.4173 | 159.0341 | 158.6736 | 160.0564
05/07/1982 06:00:00 | 139.1467 | 133.0424 | 138.1494 | 139.3666 | 140.5594 | 138.0576 | 135.9335 | 133.7838
05/07/1982 07:00:00 | 98.7801 | 96.5154 | 100.5639 | 101.621 | 102.77 | 102.2326 | 101.7487 | 101.577
05/07/1982 08:00:00 | 62.4943 | 62.3971 | 65.0018 | 66.0572 | 66.8524 | 68.2553 | 68.7558 | 70.1691
05/07/1982 09:00:00 | 40.5943 | 40.0317 | 41.7486 | 42.5102 | 42.7505 | 44.6835 | 44.9949 | 46.9833
05/07/1982 10:00:00 | 33.9485 | 32.6044 | 33.3755 | 33.4041 | 32.8121 | 33.2422 | 32.4209 | 33.0922
05/07/1982 11:00:00 | 33.4825 | 33.15 | 33.238 | 33.0831 | 32.2405 | 31.4411 | 30.1516 | 29.6903
05/07/1982 12:00:00 | 38.2903 | 39.9197 | 40.508 | 41.3302 | 41.5103 | 41.601 | 40.9832 | 40.3832
05/07/1982 13:00:00 | 44.7016 | 49.0321 | 51.8011 | 55.6674 | 58.1675 | 62.8774 | 64.7914 | 66.2527
05/07/1982 14:00:00 | 50.881 | 56.9853 | 60.4881 | 66.2492 | 70.5473 | 78.3432 | 81.9604 | 84.8821
05/07/1982 15:00:00 | 58.7497 | 65.0654 | 68.1967 | 74.3589 | 79.4733 | 86.8701 | 89.5294 | 91.173
05/07/1982 16:00:00 | 69.6419 | 74.5551 | 77.4475 | 83.8525 | 87.5913 | 93.1876 | 93.8743 | 93.4537
05/07/1982 17:00:00 | 81.9061 | 85.3244 | 85.0562 | 87.8844 | 89.2334 | 91.3146 | 90.4574 | 89.1132
05/07/1982 18:00:00 | 90.3332 | 91.9561 | 89.2052 | 89.0854 | 89.178 | 89.5809 | 88.4452 | 87.1228
05/07/1982 19:00:00 | 93.4516 | 94.1688 | 91.9996 | 91.4333 | 91.8046 | 91.9064 | 90.8699 | 89.3021
05/07/1982 20:00:00 | 89.0661 | 90.2028 | 89.0354 | 88.9096 | 89.687 | 90.9612 | 90.3336 | 89.5591
05/07/1982 21:00:00 | 80.8148 | 82.7089 | 84.4275 | 86.495 | 87.9805 | 90.4775 | 88.7957 | 87.7673
05/07/1982 22:00:00 | 75.6243 | 78.3362 | 82.1604 | 85.6169 | 87.0044 | 88.692 | 85.3652 | 83.4906
05/07/1982 23:00:00 | 71.1792 | 73.9439 | 76.8832 | 79.5935 | 79.9594 | 79.9489 | 75.0772 | 72.1503
06/07/1982 00:00:00 | 66.3136 | 69.1641 | 69.9445 | 70.9819 | 71.0488 | 69.9874 | 65.2558 | 61.6187
06/07/1982 01:00:00 | 66.5849 | 69.2356 | 68.7946 | 68.7512 | 68.8278 | 67.6712 | 63.5172 | 59.8652
06/07/1982 02:00:00 | 71.0255 | 73.5632 | 72.4778 | 72.2898 | 72.1321 | 71.0012 | 66.9231 | 63.3579
06/07/1982 03:00:00 | 72.3315 | 74.7541 | 72.9933 | 72.5817 | 72.1826 | 70.3612 | 65.6785 | 61.2998
06/07/1982 04:00:00 | 71.5961 | 75.5274 | 73.2951 | 72.8761 | 72.7955 | 71.1826 | 67.163 | 62.8132
06/07/1982 05:00:00 | 68.92 | 72.1615 | 70.5882 | 70.0812 | 70.3444 | 70.2311 | 67.2673 | 64.3359
06/07/1982 06:00:00 | 64.5214 | 66.05 | 66.1728 | 66.3069 | 65.1224 | 64.0598 | 60.6801 | 58.8463
06/07/1982 07:00:00 | 60.3954 | 60.4946 | 61.1946 | 61.385 | 58.0876 | 54.3009 | 50.3773 | 48.2805
06/07/1982 08:00:00 | 57.1354 | 55.2277 | 55.0459 | 54.1947 | 50.5955 | 45.8152 | 42.8469 | 41.4137
06/07/1982 09:00:00 | 58.2529 | 53.4871 | 51.6163 | 48.9791 | 45.2736 | 41.6572 | 40.2276 | 40.2337
06/07/1982 10:00:00 | 61.2035 | 55.9247 | 52.8332 | 49.3835 | 46.8587 | 44.0396 | 44.3666 | 44.8776
06/07/1982 11:00:00 | 64.8736 | 61.9118 | 58.0216 | 55.6392 | 55.0124 | 53.8391 | 56.0071 | 56.7349
06/07/1982 12:00:00 | 73.177 | 71.1021 | 66.3995 | 63.9466 | 63.8023 | 63.1695 | 65.1638 | 64.9848
06/07/1982 13:00:00 | 85.6381 | 85.4844 | 78.9746 | 75.6452 | 74.7613 | 71.7189 | 70.7538 | 67.3717
06/07/1982 14:00:00 | 97.4202 | 98.9106 | 92.864 | 89.9952 | 89.2256 | 84.2754 | 81.1022 | 74.9679
06/07/1982 15:00:00 | 100.0793 | 101.6092 | 98.3285 | 97.5669 | 97.2884 | 93.2266 | 90.1844 | 85.2601
06/07/1982 16:00:00 | 100.5532 | 102.9775 | 98.8074 | 98.2385 | 98.144 | 95.7741 | 95.1041 | 91.7148
06/07/1982 17:00:00 | 111.5403 | 115.1609 | 106.7135 | 104.2934 | 105.4887 | 103.6131 | 106.2878 | 103.3935
06/07/1982 18:00:00 | 118.8373 | 123.2971 | 113.3105 | 110.0032 | 114.0824 | 112.3823 | 119.1874 | 115.4645
06/07/1982 19:00:00 | 118.5226 | 125.9224 | 115.8565 | 113.4775 | 119.0794 | 115.533 | 125.0441 | 119.8888
06/07/1982 20:00:00 | 114.5464 | 125.3828 | 112.7424 | 108.8423 | 115.4493 | 102.3073 | 115.9564 | 105.4761
06/07/1982 21:00:00 | 98.3985 | 112.5257 | 91.6692 | 83.9492 | 95.3085 | 79.3668 | 96.6363 | 80.2417
06/07/1982 22:00:00 | 70.3039 | 84.9399 | 60.8407 | 52.9441 | 66.0433 | 57.042 | 66.9395 | 47.8914
06/07/1982 23:00:00 | 38.3394 | 48.6695 | 32.1705 | 27.7951 | 34.3554 | 30.9569 | 29.1677 | 16.721
07/07/1982 00:00:00 | 16.3381 | 21.301 | 13.6382 | 12.0622 | 12.7121 | 10.2623 | 7.0348 | 1.5054
07/07/1982 01:00:00 | 7.6967 | 8.6022 | 6.5392 | 5.596 | 3.6321 | 1.1807 | 0 | 0
07/07/1982 02:00:00 | 8.3303 | 7.1571 | 6.3885 | 4.4997 | 1.3451 | 0 | 0 | 0
07/07/1982 03:00:00 | 13.3669 | 10.7134 | 9.3716 | 6.5313 | 2.4686 | 0 | 0 | 0
07/07/1982 04:00:00 | 17.6785 | 14.7139 | 12.6684 | 8.8209 | 4.9922 | 0.41116 | 0 | 0
07/07/1982 05:00:00 | 22.9035 | 21.8154 | 18.83 | 15.0777 | 11.2239 | 5.779 | 1.7861 | 0.083652
07/07/1982 06:00:00 | 29.0979 | 31.5196 | 27.9797 | 25.6547 | 23.6435 | 17.2188 | 12.7923 | 8.564
07/07/1982 07:00:00 | 33.9507 | 38.4251 | 35.7011 | 34.5161 | 34.3011 | 29.1253 | 26.8637 | 22.4802
07/07/1982 08:00:00 | 30.7105 | 33.9463 | 32.7696 | 31.9234 | 31.9215 | 29.3644 | 29.1019 | 26.9578
07/07/1982 09:00:00 | 25.1844 | 28.3766 | 26.8168 | 26.4657 | 26.7622 | 25.6943 | 25.4548 | 23.7592
07/07/1982 10:00:00 | 31.6517 | 36.3104 | 34.2238 | 34.1198 | 34.7703 | 33.4032 | 32.5041 | 29.516
07/07/1982 11:00:00 | 32.4945 | 36.3289 | 34.5027 | 34.3319 | 34.6861 | 33.0193 | 31.6517 | 28.5842
07/07/1982 12:00:00 | 25.0664 | 27.5159 | 26.1535 | 26.3272 | 26.9994 | 26.0733 | 25.8016 | 23.7331
07/07/1982 13:00:00 | 22.1448 | 24.2842 | 22.7712 | 23.1132 | 24.1976 | 23.8925 | 24.4668 | 22.9038
07/07/1982 14:00:00 | 16.6127 | 18.1461 | 16.3632 | 16.4441 | 17.2618 | 17.0638 | 17.5238 | 16.2317
07/07/1982 15:00:00 | 9.6805 | 11.0485 | 9.4107 | 9.5575 | 10.3962 | 10.4916 | 11.2521 | 10.3834
07/07/1982 16:00:00 | 2.8853 | 4.2413 | 3.3366 | 3.8883 | 4.8647 | 5.6242 | 6.9132 | 6.8076
07/07/1982 17:00:00 | 0 | 0 | 0 | 0 | 0 | 0 | 0.91998 | 1.3283
07/07/1982 18:00:00 | 0 | 0 | 0 | 0 | 0 | 0 | 0 | 0
07/07/1982 19:00:00 | 0 | 0 | 0 | 0 | 0 | 0 | 0 | 0
07/07/1982 20:00:00 | 0 | 0 | 0 | 0 | 0 | 0 | 0 | 0
07/07/1982 21:00:00 | 0 | 0 | 0 | 0 | 0 | 0 | 0 | 0
07/07/1982 22:00:00 | 0 | 0 | 0 | 0 | 0 | 0 | 0 | 0
07/07/1982 23:00:00 | 0 | 0 | 0 | 0 | 0 | 0 | 0 | 0
08/07/1982 00:00:00 | 0 | 0 | 0 | 0 | 0 | 0 | 0 | 0.58679
08/07/1982 01:00:00 | 0 | 0 | 0 | 0 | 0 | 0 | 0.70615 | 1.8358
08/07/1982 02:00:00 | 0 | 0 | 0 | 0 | 0 | 0.73264 | 2.3551 | 3.9159
08/07/1982 03:00:00 | 0 | 0 | 0 | 0 | 0 | 1.124 | 2.8088 | 4.1332
08/07/1982 04:00:00 | 0 | 0 | 0 | 0 | 0 | 0 | 1.1848 | 2.0636
08/07/1982 05:00:00 | 0 | 0 | 0 | 0 | 0 | 0 | 0 | 0
08/07/1982 06:00:00 | 0 | 0 | 0 | 0 | 0 | 0 | 0 | 0
08/07/1982 07:00:00 | 0 | 0 | 0 | 0 | 0 | 0 | 0 | 0
08/07/1982 08:00:00 | 0 | 0 | 0 | 0 | 0 | 0 | 0 | 0
08/07/1982 09:00:00 | 0 | 0 | 0 | 0 | 0 | 0 | 0 | 0
08/07/1982 10:00:00 | 0 | 0 | 0 | 0 | 0 | 0 | 0 | 0
08/07/1982 11:00:00 | 0 | 0 | 0 | 0 | 0 | 0 | 0 | 0
08/07/1982 12:00:00 | 0 | 0 | 0 | 0 | 0 | 0 | 0 | 0
08/07/1982 13:00:00 | 0.38406 | 0 | 0 | 0 | 0 | 0 | 0 | 0
08/07/1982 14:00:00 | 4.803 | 3.7703 | 2.1002 | 1.3496 | 1.0925 | 0.33268 | 0.0044331 | 0
08/07/1982 15:00:00 | 13.971 | 11.9283 | 9.3688 | 7.9147 | 7.2942 | 5.7313 | 5.0582 | 3.9261
08/07/1982 16:00:00 | 25.3804 | 23.1096 | 19.4525 | 16.9278 | 15.7184 | 12.8187 | 11.3607 | 9.1646
08/07/1982 17:00:00 | 32.6159 | 30.5503 | 26.3954 | 24.1737 | 23.4083 | 20.5093 | 19.1219 | 16.3862
08/07/1982 18:00:00 | 47.8671 | 43.9609 | 38.5985 | 35.277 | 34.6312 | 31.6996 | 30.5759 | 27.4793
08/07/1982 19:00:00 | 77.085 | 69.0257 | 60.762 | 54.596 | 52.4332 | 46.4575 | 43.6783 | 39.337
08/07/1982 20:00:00 | 119.9397 | 110.8875 | 99.6456 | 90.5613 | 87.0014 | 79.6088 | 75.4369 | 69.8589
08/07/1982 21:00:00 | 161.2861 | 166.5573 | 155.6361 | 148.3462 | 144.6352 | 134.4026 | 128.8783 | 120.9053
08/07/1982 22:00:00 | 137.531 | 154.8913 | 156.7932 | 162.9576 | 168.1763 | 170.1826 | 170.7895 | 166.8081
08/07/1982 23:00:00 | 106.8417 | 114.9801 | 120.3939 | 127.6446 | 136.5538 | 148.2709 | 159.07 | 166.205
09/07/1982 00:00:00 | 121.0203 | 123.3142 | 124.7798 | 126.9836 | 129.9352 | 134.1828 | 140.5051 | 144.7941
09/07/1982 01:00:00 | 155.9355 | 160.6787 | 162.7935 | 165.8069 | 166.1814 | 167.0379 | 166.2316 | 165.8754
09/07/1982 02:00:00 | 178.8598 | 185.8598 | 189.8077 | 194.1525 | 194.9704 | 198.0638 | 198.5095 | 200.4198
09/07/1982 03:00:00 | 162.2448 | 173.6624 | 181.1877 | 189.1795 | 193.9565 | 202.9144 | 208.0131 | 213.0644
09/07/1982 04:00:00 | 117.7845 | 128.4699 | 135.9312 | 144.9169 | 151.7478 | 164.0563 | 172.9965 | 180.2939
09/07/1982 05:00:00 | 105.5701 | 109.478 | 110.9405 | 113.0242 | 114.9726 | 118.5292 | 121.8589 | 124.4769
09/07/1982 06:00:00 | 124.1249 | 127.6109 | 127.0295 | 126.5126 | 126.8672 | 126.7641 | 127.0842 | 126.7564
09/07/1982 07:00:00 | 125.8464 | 136.1629 | 138.2562 | 140.721 | 144.1048 | 147.9173 | 150.0723 | 150.6586
09/07/1982 08:00:00 | 112.7723 | 127.0565 | 130.7874 | 136.506 | 143.5893 | 151.5889 | 157.6131 | 159.5612
09/07/1982 09:00:00 | 110.5484 | 126.4687 | 131.2276 | 139.2444 | 147.8137 | 159.2168 | 167.0418 | 170.4268
09/07/1982 10:00:00 | 93.8102 | 104.8241 | 110.9793 | 119.5837 | 126.3659 | 140.6127 | 147.0753 | 153.1992
09/07/1982 11:00:00 | 92.1582 | 100.9402 | 106.4843 | 115.4811 | 121.1463 | 136.2988 | 142.2061 | 150.2213
09/07/1982 12:00:00 | 105.8975 | 116.2086 | 120.4577 | 129.6462 | 135.6503 | 153.0488 | 160.5725 | 170.0109
09/07/1982 13:00:00 | 126.0805 | 135.3037 | 138.1586 | 145.9167 | 149.9472 | 166.6731 | 172.902 | 182.5668
09/07/1982 14:00:00 | 156.8835 | 165.0928 | 165.2502 | 169.8795 | 172.8872 | 187.5364 | 190.75 | 198.1501
09/07/1982 15:00:00 | 196.1904 | 205.6604 | 202.712 | 204.5199 | 208.8384 | 220.7514 | 222.3237 | 225.2661
09/07/1982 16:00:00 | 217.8127 | 224.389 | 222.4172 | 220.517 | 225.4532 | 229.0796 | 229.2709 | 228.983
09/07/1982 17:00:00 | 171.4219 | 175.0489 | 182.4852 | 183.5659 | 187.4723 | 189.9768 | 194.9828 | 198.9382
09/07/1982 18:00:00 | 104.9669 | 105.836 | 112.512 | 112.053 | 113.4542 | 113.4757 | 121.8032 | 128.901
09/07/1982 19:00:00 | 151.0227 | 155.0284 | 149.0801 | 145.9569 | 151.2625 | 149.0446 | 159.2597 | 157.3874
09/07/1982 20:00:00 | 237.5 | 237.5 | 237.5 | 237.5 | 237.5 | 237.5 | 237.5 | 237.5
09/07/1982 21:00:00 | 237.5 | 237.5 | 237.5 | 237.5 | 237.5 | 237.5 | 237.5 | 237.5
09/07/1982 22:00:00 | 232.3459 | 230.3919 | 227.4078 | 221.4336 | 218.7961 | 213.898 | 205.6933 | 202.7636
09/07/1982 23:00:00 | 179.4697 | 173.5824 | 156.2635 | 145.6646 | 141.9109 | 132.4955 | 121.9156 | 113.7188
10/07/1982 00:00:00 | 174.0345 | 166.8792 | 167.3508 | 164.8537 | 160.1955 | 155.4537 | 152.166 | 152.7701
10/07/1982 01:00:00 | 171.0087 | 168.9751 | 170.2403 | 170.8129 | 171.0049 | 172.2858 | 175.8461 | 179.2262
10/07/1982 02:00:00 | 172.3223 | 169.7039 | 166.1721 | 163.102 | 161.2949 | 159.4902 | 157.4331 | 156.0063
10/07/1982 03:00:00 | 153.3253 | 150.9762 | 144.9619 | 139.7429 | 137.1215 | 131.3625 | 127.7809 | 123.7824
10/07/1982 04:00:00 | 131.9328 | 131.0998 | 126.0044 | 121.4123 | 118.9156 | 113.4841 | 110.8906 | 107.4662
10/07/1982 05:00:00 | 104.422 | 103.901 | 101.2786 | 98.3085 | 96.1641 | 92.1517 | 89.5959 | 87.306
10/07/1982 06:00:00 | 80.5595 | 79.9889 | 78.6971 | 76.8275 | 74.8269 | 71.8074 | 69.361 | 67.8231
10/07/1982 07:00:00 | 75.6969 | 75.9788 | 75.203 | 73.6361 | 71.525 | 69.1476 | 66.1383 | 64.6413
10/07/1982 08:00:00 | 76.866 | 79.503 | 79.2547 | 78.8478 | 77.6966 | 75.2167 | 72.2176 | 70.0503
10/07/1982 09:00:00 | 76.0919 | 79.4432 | 79.1768 | 78.7323 | 76.9424 | 72.0482 | 67.8584 | 63.8896
10/07/1982 10:00:00 | 70.8151 | 73.7785 | 73.9943 | 73.4868 | 70.9074 | 64.3477 | 58.6197 | 53.8556
10/07/1982 11:00:00 | 57.8989 | 59.0784 | 58.5641 | 58.3238 | 57.0474 | 53.2156 | 49.8847 | 46.2831
10/07/1982 12:00:00 | 55.8967 | 55.3298 | 52.5059 | 51.1943 | 50.6458 | 48.8043 | 48.3103 | 46.5802
10/07/1982 13:00:00 | 67.0077 | 66.9503 | 63.1289 | 61.3043 | 61.2702 | 60.4516 | 61.999 | 61.5764
10/07/1982 14:00:00 | 69.3485 | 70.0948 | 67.8636 | 67.1463 | 67.7276 | 68.4877 | 70.324 | 70.9387
10/07/1982 15:00:00 | 60.6448 | 62.8434 | 63.4962 | 65.2901 | 66.647 | 69.2545 | 71.7932 | 74.1613
10/07/1982 16:00:00 | 44.0879 | 46.8037 | 48.9752 | 51.9853 | 53.4027 | 57.1432 | 59.9189 | 63.4091
10/07/1982 17:00:00 | 26.8116 | 29.2967 | 30.6194 | 32.8454 | 34.0702 | 37.1279 | 39.3877 | 41.7407
10/07/1982 18:00:00 | 13.5255 | 16.1704 | 17.0062 | 18.9818 | 20.3124 | 22.7669 | 24.548 | 25.7135
10/07/1982 19:00:00 | 2.2246 | 4.4038 | 5.0853 | 6.6499 | 7.7321 | 9.3854 | 10.9183 | 11.7324
10/07/1982 20:00:00 | 0 | 0 | 0 | 0 | 0 | 0.0043211 | 0.81433 | 1.235
10/07/1982 21:00:00 | 0 | 0 | 0 | 0 | 0 | 0 | 0 | 0
10/07/1982 22:00:00 | 0 | 0 | 0 | 0 | 0 | 0 | 0 | 0
10/07/1982 23:00:00 | 0.7101 | 0.45893 | 0.64865 | 0.68837 | 0.64492 | 0.91315 | 0.99566 | 1.3177
11/07/1982 00:00:00 | 2.595 | 1.881 | 1.7374 | 1.5769 | 1.5729 | 1.7505 | 2.0719 | 2.4815
11/07/1982 01:00:00 | 3.8251 | 2.6826 | 1.8721 | 1.2999 | 0.96187 | 0.47716 | 0.26544 | 0.063992
11/07/1982 02:00:00 | 3.6978 | 2.815 | 2.1489 | 1.5826 | 1.19 | 0.60179 | 0.12392 | 0
11/07/1982 03:00:00 | 3.12 | 1.9735 | 1.5224 | 1.0606 | 0.75287 | 0.40806 | 0.16347 | 0.03536
11/07/1982 04:00:00 | 4.0743 | 2.3597 | 1.5992 | 0.92849 | 0.53262 | 0 | 0 | 0
11/07/1982 05:00:00 | 12.4807 | 9.0439 | 7.7833 | 5.9891 | 4.7922 | 2.9972 | 1.7915 | 1.2601
11/07/1982 06:00:00 | 22.1638 | 18.4735 | 16.1131 | 13.3196 | 11.6359 | 9.0987 | 7.9765 | 7.1197
11/07/1982 07:00:00 | 19.761 | 18.3187 | 15.9588 | 13.9307 | 12.7941 | 10.8079 | 9.884 | 8.9257
11/07/1982 08:00:00 | 17.4254 | 17.5577 | 15.6212 | 14.2825 | 13.2409 | 11.0794 | 9.6522 | 8.3435
11/07/1982 09:00:00 | 18.2539 | 19.7605 | 19.1333 | 18.9664 | 18.2783 | 16.1751 | 14.5033 | 12.8341
11/07/1982 10:00:00 | 23.8632 | 26.1357 | 25.6608 | 25.5969 | 25.4853 | 23.4542 | 22.284 | 20.2097
11/07/1982 11:00:00 | 36.3768 | 38.8607 | 35.7172 | 34.1623 | 34.2906 | 31.5839 | 30.62 | 27.4693
11/07/1982 12:00:00 | 60.795 | 60.1801 | 54.1839 | 50.4959 | 50.1084 | 46.2413 | 44.8104 | 40.8668
11/07/1982 13:00:00 | 92.6191 | 87.3742 | 80.7478 | 76.4645 | 75.2422 | 70.4573 | 67.8843 | 62.9061
11/07/1982 14:00:00 | 141.2342 | 131.4777 | 124.25 | 119.1346 | 116.602 | 109.361 | 104.5322 | 98.4837
11/07/1982 15:00:00 | 207.6126 | 200.5836 | 194.0984 | 188.5191 | 184.7002 | 175.511 | 167.9552 | 159.5043
11/07/1982 16:00:00 | 235.965 | 234.3201 | 232.5604 | 231.299 | 230.2676 | 228.1038 | 224.3735 | 219.1162
11/07/1982 17:00:00 | 237.5 | 237.5 | 237.5 | 237.5 | 237.5 | 237.5 | 237.5 | 237.5
11/07/1982 18:00:00 | 237.5 | 237.5 | 237.5 | 237.5 | 237.5 | 237.5 | 237.5 | 237.5
11/07/1982 19:00:00 | 237.5 | 237.5 | 237.5 | 237.5 | 237.5 | 237.5 | 237.5 | 237.5
11/07/1982 20:00:00 | 235.1657 | 237.5 | 237.5 | 237.5 | 237.5 | 237.5 | 237.5 | 237.5
11/07/1982 21:00:00 | 230.768 | 237.5 | 237.5 | 237.5 | 237.5 | 237.5 | 237.5 | 237.5
11/07/1982 22:00:00 | 230.7787 | 237.5 | 237.5 | 237.5 | 237.5 | 237.5 | 237.5 | 237.5
11/07/1982 23:00:00 | 234.4996 | 237.5 | 237.5 | 237.5 | 237.5 | 237.5 | 237.5 | 237.5
12/07/1982 00:00:00 | 234.8788 | 237.5 | 237.5 | 237.5 | 237.5 | 237.5 | 237.5 | 237.5
12/07/1982 01:00:00 | 224.0074 | 228.6506 | 228.2432 | 228.3283 | 228.4945 | 228.8472 | 229.3174 | 229.528
12/07/1982 02:00:00 | 203.4499 | 212.7735 | 211.3168 | 212.0393 | 212.9059 | 213.9688 | 215.6773 | 215.829
12/07/1982 03:00:00 | 172.2605 | 184.0882 | 185.9828 | 189.5187 | 191.196 | 196.2948 | 200.2264 | 204.2377
12/07/1982 04:00:00 | 158.1157 | 168.4544 | 172.4133 | 177.1693 | 179.6544 | 187.6631 | 193.0624 | 199.7177
12/07/1982 05:00:00 | 165.0658 | 173.064 | 174.1574 | 176.8786 | 179.4554 | 186.4871 | 191.9805 | 197.2342
12/07/1982 06:00:00 | 167.2339 | 175.268 | 175.4052 | 176.9635 | 178.8164 | 183.8676 | 187.6175 | 191.0915
12/07/1982 07:00:00 | 164.7457 | 174.7602 | 174.9047 | 176.191 | 178.0505 | 181.4095 | 184.0449 | 185.8344
12/07/1982 08:00:00 | 144.1179 | 156.6737 | 157.6787 | 160.1341 | 162.7433 | 166.6795 | 169.3976 | 170.9203
12/07/1982 09:00:00 | 133.7498 | 146.8393 | 147.0225 | 149.1558 | 151.6636 | 155.8571 | 158.5583 | 159.9162
12/07/1982 10:00:00 | 139.4622 | 150.8354 | 147.5049 | 147.154 | 148.3365 | 150.179 | 152.4212 | 152.6891
12/07/1982 11:00:00 | 145.5539 | 156.2205 | 154.4755 | 154.4548 | 154.2422 | 155.1859 | 155.973 | 156.5275
12/07/1982 12:00:00 | 144.935 | 156.4232 | 156.1587 | 158.4736 | 160.1444 | 162.5341 | 163.2765 | 162.6461
12/07/1982 13:00:00 | 150.3393 | 156.6223 | 156.0262 | 158.1579 | 159.5247 | 160.6601 | 158.6463 | 155.9111
12/07/1982 14:00:00 | 196.4863 | 198.5037 | 198.6348 | 199.9421 | 199.5512 | 199.1129 | 194.465 | 191.2208
12/07/1982 15:00:00 | 229.3227 | 231.0462 | 232.2835 | 233.4745 | 232.8398 | 232.7077 | 230.123 | 229.0659
12/07/1982 16:00:00 | 235.5702 | 237.4081 | 237.5 | 237.5 | 237.5 | 237.5 | 237.5 | 237.5
12/07/1982 17:00:00 | 237.5 | 237.5 | 237.5 | 237.5 | 237.5 | 237.5 | 237.5 | 237.5
12/07/1982 18:00:00 | 237.5 | 237.5 | 237.5 | 237.5 | 237.5 | 237.5 | 237.5 | 237.5
12/07/1982 19:00:00 | 231.8583 | 236.5922 | 237.5 | 237.5 | 237.5 | 237.5 | 237.5 | 237.5
12/07/1982 20:00:00 | 207.7011 | 228.8474 | 236.3078 | 237.5 | 237.5 | 237.5 | 237.5 | 237.5
12/07/1982 21:00:00 | 177.6152 | 208.9487 | 227.1294 | 236.2512 | 237.5 | 237.5 | 237.5 | 237.5
12/07/1982 22:00:00 | 176.0167 | 198.5291 | 216.7836 | 231.1676 | 235.0595 | 237.5 | 237.5 | 237.5
12/07/1982 23:00:00 | 209.2401 | 218.8928 | 229.3802 | 235.4749 | 237.5 | 237.5 | 237.5 | 237.5
13/07/1982 00:00:00 | 225.5775 | 228.3261 | 232.0753 | 234.8447 | 235.5181 | 237.5 | 237.5 | 237.5
13/07/1982 01:00:00 | 206.3387 | 211.8173 | 214.9687 | 217.7301 | 218.1629 | 218.7167 | 219.3968 | 220.2696
13/07/1982 02:00:00 | 167.3277 | 176.5427 | 176.1919 | 178.7118 | 180.3313 | 180.0987 | 181.5675 | 179.8741
13/07/1982 03:00:00 | 147.3604 | 156.8528 | 156.2393 | 159.5394 | 162.1762 | 163.0399 | 165.7787 | 164.2451
13/07/1982 04:00:00 | 145.4726 | 151.8714 | 151.9426 | 155.438 | 158.7326 | 160.8578 | 165.6569 | 165.8691
13/07/1982 05:00:00 | 147.6508 | 153.3612 | 151.7744 | 154.3374 | 158.1146 | 160.8549 | 167.1021 | 167.7144
13/07/1982 06:00:00 | 142.093 | 148.2483 | 148.2377 | 150.3324 | 152.672 | 154.3725 | 158.4878 | 159.0926
13/07/1982 07:00:00 | 101.1163 | 106.7421 | 110.6465 | 113.8619 | 115.0285 | 117.1565 | 118.51 | 120.3752
13/07/1982 08:00:00 | 58.3673 | 67.3268 | 71.2517 | 76.3083 | 79.3301 | 83.6903 | 86.7673 | 89.2712
13/07/1982 09:00:00 | 38.7831 | 48.5848 | 53.4585 | 59.7483 | 63.9098 | 69.3568 | 73.6612 | 76.4924
13/07/1982 10:00:00 | 38.9669 | 47.3569 | 52.2858 | 57.5266 | 61.428 | 66.7481 | 70.1568 | 72.669
13/07/1982 11:00:00 | 50.2488 | 56.658 | 59.2274 | 61.8478 | 64.0187 | 67.8443 | 69.4534 | 71.3246
13/07/1982 12:00:00 | 61.8727 | 66.01 | 66.5871 | 67.3275 | 67.0901 | 68.8662 | 68.1457 | 69.157
13/07/1982 13:00:00 | 83.3351 | 85.9564 | 85.1048 | 85.0953 | 84.2172 | 83.7737 | 82.0108 | 81.17
13/07/1982 14:00:00 | 114.0599 | 119.6082 | 117.01 | 116.9011 | 116.4773 | 113.8012 | 111.1762 | 107.0996
13/07/1982 15:00:00 | 139.3436 | 150.7014 | 147.7123 | 149.9608 | 151.5908 | 150.011 | 148.2576 | 142.3354
13/07/1982 16:00:00 | 134.1298 | 149.2586 | 150.733 | 158.1884 | 162.7022 | 166.7269 | 167.8522 | 164.9167
13/07/1982 17:00:00 | 104.5743 | 121.4708 | 127.0173 | 139.3078 | 146.5585 | 156.631 | 161.6259 | 162.8816
13/07/1982 18:00:00 | 76.0715 | 91.0165 | 96.9653 | 108.6547 | 118.4321 | 133.5445 | 143.1909 | 147.7456
13/07/1982 19:00:00 | 54.3015 | 63.0949 | 65.6495 | 72.9085 | 81.5281 | 96.6795 | 109.4814 | 118.1019
13/07/1982 20:00:00 | 53.882 | 55.7333 | 52.8782 | 52.9738 | 56.2664 | 62.1613 | 70.8837 | 75.7674
13/07/1982 21:00:00 | 77.0813 | 75.2247 | 67.8546 | 62.3506 | 61.0635 | 57.0882 | 57.6799 | 55.7631
13/07/1982 22:00:00 | 124.8466 | 127.7401 | 117.928 | 111.2406 | 108.7512 | 100.2918 | 94.7978 | 86.4676
13/07/1982 23:00:00 | 168.2196 | 173.9839 | 168.1032 | 165.4133 | 164.6026 | 159.1823 | 153.5343 | 145.891
14/07/1982 00:00:00 | 175.9818 | 180.1195 | 179.3279 | 179.3558 | 178.8967 | 176.7898 | 174.2738 | 171.4675
14/07/1982 01:00:00 | 186.9953 | 193.9044 | 196.5095 | 199.0565 | 198.5324 | 197.6308 | 194.8548 | 193.1952
14/07/1982 02:00:00 | 185.7148 | 194.8442 | 202.2732 | 207.9823 | 208.4997 | 212.166 | 211.6325 | 214.1
14/07/1982 03:00:00 | 159.2309 | 169.0971 | 178.5338 | 187.3825 | 190.2246 | 198.8872 | 203.0023 | 209.1491
14/07/1982 04:00:00 | 160.6673 | 170.2417 | 178.6399 | 186.9035 | 190.8147 | 198.8624 | 204.7801 | 210.6338
14/07/1982 05:00:00 | 181.8891 | 191.7945 | 199.818 | 207.4785 | 210.8037 | 217.0038 | 221.7054 | 226.4097
14/07/1982 06:00:00 | 185.4878 | 195.5259 | 204.1348 | 212.0776 | 214.3023 | 220.1209 | 223.3899 | 227.2954
14/07/1982 07:00:00 | 157.1872 | 171.0257 | 183.7695 | 196.3037 | 198.8407 | 206.9632 | 210.2397 | 216.5613
14/07/1982 08:00:00 | 128.6242 | 148.3257 | 167.3085 | 187.1625 | 192.4231 | 206.006 | 211.6228 | 220.6403
14/07/1982 09:00:00 | 124.753 | 146.9256 | 169.3026 | 193.6218 | 201.7434 | 217.4417 | 226.3559 | 231.5044
14/07/1982 10:00:00 | 116.8008 | 135.9927 | 157.7474 | 181.6621 | 190.6565 | 208.1263 | 218.9748 | 228.5628
14/07/1982 11:00:00 | 103.452 | 119.1712 | 138.8785 | 161.2396 | 170.8181 | 188.1996 | 202.052 | 214.1809
14/07/1982 12:00:00 | 93.9246 | 107.0451 | 127.6781 | 151.997 | 163.8329 | 181.1284 | 196.4754 | 208.7569
14/07/1982 13:00:00 | 100.9118 | 108.5579 | 126.2195 | 147.9492 | 159.5322 | 180.1844 | 197.9037 | 213.2411
14/07/1982 14:00:00 | 105.6516 | 110.4928 | 115.7248 | 126.6705 | 133.7433 | 156.4901 | 171.0547 | 189.6291
14/07/1982 15:00:00 | 104.6602 | 109.4584 | 101.5905 | 101.7538 | 106.6129 | 119.7373 | 125.4684 | 137.166
14/07/1982 16:00:00 | 78.3511 | 83.1656 | 85.0314 | 89.2097 | 94.5627 | 98.5788 | 103.9551 | 110.5535
14/07/1982 17:00:00 | 93.73 | 101.2797 | 110.3706 | 119.6162 | 121.5893 | 120.858 | 123.499 | 125.1298
14/07/1982 18:00:00 | 136.5062 | 139.6064 | 138.7277 | 139.4418 | 135.2926 | 131.1161 | 125.2277 | 122.8355
14/07/1982 19:00:00 | 118.3885 | 117.3564 | 113.3495 | 112.5558 | 109.7228 | 109.7814 | 105.9238 | 104.9733
14/07/1982 20:00:00 | 101.7245 | 105.0518 | 100.045 | 98.9602 | 102.2188 | 105.1971 | 109.2095 | 108.3399
14/07/1982 21:00:00 | 66.4832 | 72.4923 | 70.3598 | 70.4363 | 74.86 | 77.8556 | 83.1711 | 82.8502
14/07/1982 22:00:00 | 45.866 | 52.4228 | 55.0341 | 57.6774 | 60.4422 | 63.4083 | 66.5667 | 68.1117
14/07/1982 23:00:00 | 34.7121 | 41.0642 | 48.2986 | 54.5805 | 57.0417 | 63.0314 | 66.4059 | 71.6229
15/07/1982 00:00:00 | 19.5451 | 23.2406 | 28.5209 | 34.202 | 37.2856 | 45.5148 | 51.2346 | 59.6736
15/07/1982 01:00:00 | 21.4813 | 23.4263 | 24.3067 | 26.5764 | 28.2797 | 32.1551 | 35.3397 | 39.7914
15/07/1982 02:00:00 | 57.5104 | 59.3691 | 54.3965 | 52.2379 | 53.0056 | 51.0688 | 50.6705 | 48.3763
15/07/1982 03:00:00 | 87.6929 | 87.9183 | 86.7133 | 84.7502 | 85.4224 | 82.1583 | 82.7956 | 81.0173
15/07/1982 04:00:00 | 82.699 | 83.1504 | 87.8586 | 90.2979 | 90.7771 | 91.5425 | 94.9996 | 99.0442
15/07/1982 05:00:00 | 86.4524 | 88.6319 | 91.0779 | 92.7105 | 94.2932 | 96.4011 | 98.8456 | 100.6165
15/07/1982 06:00:00 | 88.4724 | 94.0378 | 93.4357 | 94.2599 | 97.1265 | 97.9663 | 101.6774 | 101.0409
15/07/1982 07:00:00 | 77.9636 | 87.8077 | 89.2405 | 93.6064 | 99.1323 | 103.6727 | 110.3853 | 111.0357
15/07/1982 08:00:00 | 63.2436 | 72.3099 | 74.2367 | 79.7514 | 86.0935 | 93.8404 | 101.769 | 104.0673
15/07/1982 09:00:00 | 66.2637 | 70.6191 | 68.978 | 70.6937 | 75.0433 | 80.0729 | 87.0531 | 89.2138
15/07/1982 10:00:00 | 106.3695 | 102.1686 | 93.7471 | 86.5481 | 84.7879 | 80.1545 | 79.8073 | 77.4998
15/07/1982 11:00:00 | 185.4659 | 172.4961 | 160.5405 | 144.2943 | 132.9595 | 113.3237 | 100.2493 | 90.4804
15/07/1982 12:00:00 | 233.8508 | 229.0076 | 225.3891 | 214.6901 | 203.0281 | 182.2259 | 163.9815 | 151.9015
15/07/1982 13:00:00 | 237.5 | 237.5 | 237.5 | 237.5 | 237.5 | 237.5 | 235.7552 | 231.6904
15/07/1982 14:00:00 | 237.5 | 237.5 | 237.5 | 237.5 | 237.5 | 237.5 | 237.5 | 237.5
15/07/1982 15:00:00 | 237.5 | 237.5 | 237.5 | 237.5 | 237.5 | 237.5 | 237.5 | 237.5
15/07/1982 16:00:00 | 237.5 | 237.5 | 237.5 | 237.5 | 237.5 | 237.5 | 237.5 | 237.5
15/07/1982 17:00:00 | 237.5 | 237.5 | 237.5 | 237.5 | 237.5 | 237.5 | 237.5 | 237.5
15/07/1982 18:00:00 | 237.5 | 237.5 | 237.5 | 237.5 | 237.5 | 237.5 | 237.5 | 237.5
15/07/1982 19:00:00 | 237.5 | 237.5 | 237.5 | 237.5 | 237.5 | 237.5 | 237.5 | 237.5
15/07/1982 20:00:00 | 237.5 | 237.5 | 237.5 | 237.5 | 237.5 | 237.5 | 237.5 | 237.5
15/07/1982 21:00:00 | 237.5 | 237.5 | 237.5 | 237.5 | 237.5 | 237.5 | 237.5 | 237.5
15/07/1982 22:00:00 | 237.5 | 237.5 | 237.5 | 237.5 | 237.5 | 237.5 | 237.5 | 237.5
15/07/1982 23:00:00 | 233.8878 | 237.4125 | 237.5 | 237.5 | 237.5 | 235.6965 | 230.3575 | 228.4627
16/07/1982 00:00:00 | 224.6334 | 229.2178 | 229.9304 | 231.2333 | 231.9637 | 233.1624 | 233.3017 | 233.4357
16/07/1982 01:00:00 | 232.5015 | 234.1564 | 237.5 | 237.5 | 237.5 | 237.5 | 237.5 | 237.5
16/07/1982 02:00:00 | 211.1718 | 210.9657 | 224.7269 | 229.3088 | 230.3907 | 235.4963 | 237.5 | 237.5
16/07/1982 03:00:00 | 173.2578 | 172.8046 | 180.768 | 186.8347 | 187.1712 | 200.763 | 211.9038 | 227.5015
16/07/1982 04:00:00 | 165.2968 | 171.3609 | 177.2423 | 183.5831 | 185.7831 | 196.5616 | 204.2361 | 213.7975
16/07/1982 05:00:00 | 151.9543 | 158.1456 | 163.1569 | 168.8659 | 171.3662 | 179.4695 | 181.853 | 186.8162
16/07/1982 06:00:00 | 141.2053 | 142.3155 | 145.0767 | 146.5123 | 146.4834 | 148.8874 | 148.6667 | 151.1024
16/07/1982 07:00:00 | 127.047 | 126.938 | 128.2532 | 127.0816 | 125.698 | 125.3297 | 125.2676 | 127.4685
16/07/1982 08:00:00 | 100.1118 | 101.0875 | 103.007 | 102.4017 | 100.8901 | 100.2583 | 99.7332 | 101.6545
16/07/1982 09:00:00 | 88.1303 | 89.165 | 91.17 | 91.091 | 89.7703 | 89.3761 | 88.1343 | 89.3376
16/07/1982 10:00:00 | 89.833 | 91.9596 | 91.9549 | 91.2406 | 89.6391 | 87.9937 | 86.2742 | 85.7845
16/07/1982 11:00:00 | 96.6822 | 101.679 | 100.7963 | 100.4976 | 98.9407 | 95.8784 | 91.6138 | 88.1776
16/07/1982 12:00:00 | 105.7665 | 116.1134 | 118.1772 | 121.8343 | 122.7097 | 121.5357 | 115.5453 | 110.0692
16/07/1982 13:00:00 | 111.6599 | 124.7874 | 131.6721 | 141.3436 | 146.6113 | 152.271 | 148.2445 | 144.6938
16/07/1982 14:00:00 | 108.1537 | 119.6015 | 127.4692 | 138.5154 | 144.9728 | 155.5211 | 156.5613 | 158.5239
16/07/1982 15:00:00 | 103.0269 | 111.2548 | 117.0629 | 124.2453 | 128.6196 | 137.8448 | 141.4767 | 145.5017
16/07/1982 16:00:00 | 100.8118 | 107.5281 | 110.7683 | 115.7342 | 118.8471 | 124.6001 | 126.8352 | 129.0431
16/07/1982 17:00:00 | 94.6122 | 99.6751 | 100.9118 | 103.9963 | 105.8832 | 109.9303 | 111.8047 | 113.1513
16/07/1982 18:00:00 | 87.3001 | 91.9187 | 92.7515 | 95.5862 | 97.4886 | 100.9738 | 103.2424 | 104.7852
16/07/1982 19:00:00 | 86.5112 | 92.0456 | 93.7216 | 97.2236 | 99.7464 | 103.9108 | 107.0817 | 109.5125
16/07/1982 20:00:00 | 80.2447 | 86.1118 | 88.2009 | 92.4828 | 96.0979 | 101.3177 | 106.0153 | 109.1996
16/07/1982 21:00:00 | 65.742 | 70.8576 | 72.9972 | 77.1848 | 81.1351 | 86.8873 | 92.4388 | 95.7359
16/07/1982 22:00:00 | 51.0653 | 54.1489 | 55.9085 | 58.6565 | 61.5005 | 65.9353 | 69.3843 | 71.6965
16/07/1982 23:00:00 | 39.1371 | 41.3664 | 42.9244 | 44.7005 | 45.7111 | 47.495 | 47.7286 | 48.2618
17/07/1982 00:00:00 | 33.278 | 34.0243 | 33.4991 | 32.8686 | 31.4492 | 30.4145 | 28.9198 | 29.0933
17/07/1982 01:00:00 | 23.3163 | 20.5947 | 19.1362 | 18.9683 | 18.8916 | 21.0075 | 20.9606 | 21.8175
17/07/1982 02:00:00 | 10.6584 | 12.2621 | 13.9747 | 18.3534 | 20.8897 | 26.6402 | 28.4485 | 29.8778
17/07/1982 03:00:00 | 9.7928 | 17.0244 | 20.7511 | 26.7072 | 29.4399 | 34.1743 | 37.732 | 40.4129
17/07/1982 04:00:00 | 17.7769 | 24.2901 | 26.386 | 29.795 | 31.329 | 34.3495 | 36.7994 | 38.9763
17/07/1982 05:00:00 | 24.9605 | 28.6714 | 30.3689 | 32.111 | 32.1459 | 32.7501 | 32.1182 | 32.2558
17/07/1982 06:00:00 | 24.5995 | 25.1655 | 25.4174 | 25.304 | 24.7447 | 24.0956 | 23.455 | 23.3769
17/07/1982 07:00:00 | 18.4334 | 17.2369 | 16.821 | 15.9991 | 15.5477 | 14.8794 | 14.6221 | 14.5963
17/07/1982 08:00:00 | 12.9604 | 11.8047 | 11.3161 | 10.3978 | 9.7511 | 8.8439 | 8.3975 | 8.1703
17/07/1982 09:00:00 | 7.6989 | 6.5736 | 5.961 | 5.0095 | 4.3927 | 3.3028 | 2.758 | 2.4241
17/07/1982 10:00:00 | 3.6397 | 2.0289 | 1.4239 | 0.61503 | 0.12626 | 0 | 0 | 0
17/07/1982 11:00:00 | 1.8071 | 0.60522 | 0 | 0 | 0 | 0 | 0 | 0
17/07/1982 12:00:00 | 0.72078 | 0 | 0 | 0 | 0 | 0 | 0 | 0
17/07/1982 13:00:00 | 0 | 0 | 0 | 0 | 0 | 0 | 0 | 0
17/07/1982 14:00:00 | 0 | 0 | 0 | 0 | 0 | 0 | 0 | 0
17/07/1982 15:00:00 | 0 | 0 | 0 | 0 | 0 | 0 | 0 | 0
17/07/1982 16:00:00 | 0 | 0 | 0 | 0 | 0 | 0 | 0 | 0
17/07/1982 17:00:00 | 0 | 0 | 0 | 0 | 0 | 0 | 0 | 0
17/07/1982 18:00:00 | 0 | 0 | 0 | 0 | 0 | 0 | 0 | 0
17/07/1982 19:00:00 | 0 | 0 | 0 | 0 | 0 | 0 | 0 | 0
17/07/1982 20:00:00 | 0 | 0 | 0 | 0 | 0 | 0 | 0 | 0
17/07/1982 21:00:00 | 0 | 0 | 0 | 0 | 0 | 0 | 0 | 0
17/07/1982 22:00:00 | 0 | 0 | 0 | 0 | 0 | 0 | 0 | 0
17/07/1982 23:00:00 | 0 | 0 | 0 | 0 | 0 | 0 | 0 | 0
18/07/1982 00:00:00 | 0 | 0 | 0 | 0 | 0 | 0 | 0 | 0
18/07/1982 01:00:00 | 0 | 0 | 0 | 0 | 0 | 0 | 0 | 0
18/07/1982 02:00:00 | 0 | 0 | 0 | 0 | 0 | 0 | 0 | 0
18/07/1982 03:00:00 | 0 | 0 | 0 | 0 | 0 | 0 | 0 | 0
18/07/1982 04:00:00 | 0 | 0 | 0 | 0 | 0 | 0 | 0 | 0
18/07/1982 05:00:00 | 0 | 0 | 0 | 0 | 0 | 0 | 0 | 0
18/07/1982 06:00:00 | 0 | 0 | 0 | 0 | 0 | 0 | 0 | 0
18/07/1982 07:00:00 | 0 | 0 | 0 | 0 | 0 | 0 | 0 | 0
18/07/1982 08:00:00 | 0 | 0 | 0 | 0 | 0 | 0 | 0 | 0
18/07/1982 09:00:00 | 0 | 0 | 0 | 0 | 0 | 0 | 0 | 0
18/07/1982 10:00:00 | 0 | 0 | 0 | 0 | 0 | 0 | 0 | 0
18/07/1982 11:00:00 | 0 | 0 | 0 | 0 | 0 | 0 | 0 | 0
18/07/1982 12:00:00 | 0 | 0 | 0 | 0 | 0 | 0 | 0 | 0
18/07/1982 13:00:00 | 0 | 0 | 0 | 0 | 0 | 0 | 0 | 0
18/07/1982 14:00:00 | 3.259 | 0.95549 | 0 | 0 | 0 | 0 | 0 | 0
18/07/1982 15:00:00 | 7.8613 | 4.9644 | 3.4447 | 1.7176 | 0.92879 | 0 | 0 | 0
18/07/1982 16:00:00 | 12.5355 | 8.5771 | 6.8492 | 4.7435 | 3.3333 | 1.2163 | 0 | 0
18/07/1982 17:00:00 | 18.5792 | 14.142 | 12.1789 | 9.6234 | 8.1538 | 5.9772 | 4.2929 | 3.0986
18/07/1982 18:00:00 | 29.085 | 24.8664 | 23.2277 | 20.6114 | 18.7824 | 16.1571 | 14.0382 | 12.971
18/07/1982 19:00:00 | 40.6726 | 36.7791 | 35.4989 | 33.604 | 31.9587 | 29.0018 | 26.6492 | 25.1134
18/07/1982 20:00:00 | 44.4179 | 42.0095 | 41.3182 | 40.4763 | 39.2544 | 36.5325 | 34.5574 | 32.8543
18/07/1982 21:00:00 | 43.7701 | 42.4083 | 41.9716 | 41.7045 | 40.9643 | 39.3432 | 38.3503 | 37.2745
18/07/1982 22:00:00 | 39.1326 | 38.3707 | 37.7962 | 37.7783 | 37.8451 | 37.5958 | 37.1904 | 36.455
18/07/1982 23:00:00 | 35.8845 | 35.2717 | 33.9982 | 33.3701 | 33.7786 | 34.2893 | 34.2952 | 33.8666
19/07/1982 00:00:00 | 35.9544 | 34.4131 | 32.6453 | 31.4941 | 32.0065 | 32.4811 | 32.9298 | 32.6266
19/07/1982 01:00:00 | 33.8815 | 32.5365 | 31.4969 | 30.985 | 31.7031 | 32.8593 | 33.5881 | 33.8331
19/07/1982 02:00:00 | 38.5764 | 38.855 | 38.1971 | 37.9709 | 38.617 | 40.1435 | 41.0763 | 41.8256
19/07/1982 03:00:00 | 43.8422 | 45.9075 | 45.8044 | 46.2519 | 46.7415 | 47.1669 | 47.7246 | 47.639
19/07/1982 04:00:00 | 40.858 | 43.6483 | 43.9546 | 44.7717 | 44.9302 | 44.8865 | 45.4192 | 45.4442
19/07/1982 05:00:00 | 38.5871 | 40.4763 | 40.6906 | 41.1441 | 40.9905 | 41.1219 | 41.5315 | 41.9944
19/07/1982 06:00:00 | 39.8821 | 41.1748 | 41.1822 | 41.2799 | 41.114 | 41.7452 | 41.5985 | 42.0354
19/07/1982 07:00:00 | 42.7596 | 44.9096 | 45.2384 | 45.7851 | 46.2817 | 48.0414 | 48.4946 | 49.3881
19/07/1982 08:00:00 | 41.3767 | 44.4973 | 45.1882 | 46.4694 | 47.9461 | 51.1556 | 52.7407 | 54.2944
19/07/1982 09:00:00 | 41.6341 | 44.4095 | 44.658 | 45.4581 | 47.1262 | 51.359 | 53.1826 | 55.1885
19/07/1982 10:00:00 | 50.2784 | 51.9069 | 52.3765 | 53.4293 | 54.9119 | 58.2957 | 59.1119 | 60.2831
19/07/1982 11:00:00 | 62.2229 | 61.5108 | 62.1568 | 63.2413 | 64.3512 | 66.3533 | 65.958 | 65.8559
19/07/1982 12:00:00 | 74.4006 | 71.5956 | 71.451 | 71.7185 | 72.986 | 74.5877 | 75.2388 | 75.2272
19/07/1982 13:00:00 | 91.261 | 87.6555 | 87.4819 | 87.1936 | 87.3455 | 87.6271 | 87.6587 | 87.6896
19/07/1982 14:00:00 | 121.1388 | 117.4583 | 117.7204 | 116.8631 | 114.9456 | 113.5573 | 111.7734 | 112.0197
19/07/1982 15:00:00 | 163.7059 | 159.5932 | 159.5426 | 158.5091 | 156.5768 | 154.7902 | 152.6536 | 152.3796
19/07/1982 16:00:00 | 204.6792 | 201.7536 | 200.8136 | 199.0861 | 197.0255 | 193.9972 | 190.4695 | 188.3686
19/07/1982 17:00:00 | 226.4594 | 224.4292 | 222.7865 | 220.9387 | 219.4197 | 216.5534 | 214.1049 | 211.9075
19/07/1982 18:00:00 | 227.751 | 225.3401 | 222.7475 | 220.4472 | 219.0436 | 216.2534 | 214.0705 | 211.7527
19/07/1982 19:00:00 | 224.4949 | 219.3895 | 215.3141 | 211.535 | 209.2619 | 205.0823 | 201.516 | 197.9031
19/07/1982 20:00:00 | 214.2172 | 208.8061 | 204.5609 | 199.6712 | 197.0225 | 192.1912 | 188.627 | 185.3076
19/07/1982 21:00:00 | 199.7075 | 196.8772 | 192.6324 | 188.1885 | 186.14 | 181.3149 | 178.0901 | 174.4322
19/07/1982 22:00:00 | 163.4451 | 167.9629 | 166.4987 | 166.4667 | 166.6783 | 164.8086 | 163.056 | 159.7814
19/07/1982 23:00:00 | 120.4457 | 125.0421 | 125.1083 | 127.616 | 130.3871 | 133.859 | 135.2451 | 134.7145
20/07/1982 00:00:00 | 103.1969 | 102.9703 | 100.3422 | 99.9721 | 102.5114 | 106.5344 | 110.7506 | 112.3895
20/07/1982 01:00:00 | 93.5568 | 91.2038 | 87.3301 | 85.3797 | 86.8647 | 89.3266 | 93.3966 | 95.1167
20/07/1982 02:00:00 | 88.0468 | 85.0107 | 82.3957 | 80.6377 | 81.712 | 83.3531 | 85.5003 | 86.4014
20/07/1982 03:00:00 | 91.0169 | 87.9677 | 86.5878 | 85.386 | 85.9097 | 87.2 | 87.9047 | 88.5671
20/07/1982 04:00:00 | 90.8916 | 89.7044 | 89.7507 | 89.7978 | 89.9476 | 91.2411 | 91.1043 | 91.6907
20/07/1982 05:00:00 | 85.0285 | 84.8736 | 85.6601 | 86.6732 | 87.7678 | 90.6023 | 91.3494 | 92.502
20/07/1982 06:00:00 | 78.5804 | 78.5324 | 78.8568 | 79.7176 | 81.1277 | 84.484 | 86.0328 | 87.7482
20/07/1982 07:00:00 | 87.9909 | 88.3259 | 88.4918 | 89.2292 | 90.3516 | 92.9901 | 93.8311 | 94.9022
20/07/1982 08:00:00 | 113.7126 | 114.2741 | 114.0622 | 114.0833 | 114.63 | 115.0084 | 114.2897 | 113.4806
20/07/1982 09:00:00 | 137.9415 | 136.4125 | 134.1336 | 131.9005 | 131.2887 | 128.8805 | 127.4478 | 125.5487
20/07/1982 10:00:00 | 144.1428 | 139.8712 | 134.5872 | 129.2494 | 126.8953 | 122.1092 | 119.9178 | 116.9843
20/07/1982 11:00:00 | 139.9163 | 135.6263 | 130.6624 | 125.7027 | 123.1159 | 118.2881 | 115.2304 | 112.2116
20/07/1982 12:00:00 | 149.8068 | 144.3441 | 139.7596 | 134.908 | 131.6506 | 125.5846 | 121.45 | 117.5358
20/07/1982 13:00:00 | 159.9306 | 152.0907 | 147.3558 | 142.1226 | 138.2431 | 130.5259 | 124.6872 | 119.7028
20/07/1982 14:00:00 | 178.2095 | 169.1524 | 165.2151 | 160.0491 | 156.1702 | 149.6699 | 144.5432 | 140.6136
20/07/1982 15:00:00 | 211.3558 | 202.6826 | 199.5478 | 194.4835 | 190.702 | 184.0345 | 178.7691 | 174.9675
20/07/1982 16:00:00 | 231.971 | 228.1396 | 226.7085 | 221.5779 | 217.4572 | 209.19 | 202.5062 | 196.6096
20/07/1982 17:00:00 | 237.5 | 237.3271 | 235.1857 | 232.1452 | 229.6653 | 222.5348 | 214.062 | 207.1098
20/07/1982 18:00:00 | 237.5 | 237.5 | 237.5 | 237.5 | 235.8341 | 231.7902 | 228.0772 | 223.2722
20/07/1982 19:00:00 | 237.5 | 237.5 | 237.5 | 237.5 | 237.5 | 237.5 | 237.5 | 237.5
20/07/1982 20:00:00 | 237.5 | 237.5 | 237.5 | 237.5 | 237.5 | 237.5 | 237.5 | 237.5
20/07/1982 21:00:00 | 237.5 | 237.5 | 237.5 | 237.5 | 237.5 | 237.5 | 237.5 | 237.5
20/07/1982 22:00:00 | 237.5 | 237.5 | 237.5 | 237.5 | 237.5 | 237.5 | 237.5 | 237.5
20/07/1982 23:00:00 | 237.5 | 237.5 | 237.5 | 237.5 | 237.5 | 237.5 | 237.5 | 237.5
21/07/1982 00:00:00 | 237.5 | 237.5 | 237.5 | 237.5 | 237.5 | 237.5 | 237.5 | 237.5
21/07/1982 01:00:00 | 230.1567 | 234.875 | 237.1019 | 237.5 | 237.5 | 237.5 | 237.5 | 237.5
21/07/1982 02:00:00 | 235.3679 | 237.5 | 237.5 | 237.5 | 237.5 | 237.5 | 237.5 | 237.5
21/07/1982 03:00:00 | 237.5 | 237.5 | 237.5 | 237.5 | 237.5 | 237.5 | 237.5 | 237.5
21/07/1982 04:00:00 | 237.5 | 237.5 | 237.5 | 237.5 | 237.5 | 237.5 | 237.5 | 237.5
21/07/1982 05:00:00 | 230.5989 | 237.5 | 237.5 | 237.5 | 237.5 | 237.5 | 237.5 | 237.5
21/07/1982 06:00:00 | 207.3903 | 222.9265 | 228.5148 | 233.1375 | 236.7226 | 237.5 | 237.5 | 237.5
21/07/1982 07:00:00 | 195.9775 | 212.1287 | 223.1813 | 230.7926 | 234.0349 | 237.5 | 237.5 | 237.5
21/07/1982 08:00:00 | 179.3256 | 200.5627 | 214.8116 | 228.5029 | 231.7911 | 237.5 | 237.5 | 237.5
21/07/1982 09:00:00 | 174.5595 | 195.6983 | 209.9423 | 225.7569 | 229.2431 | 235.4967 | 237.5 | 237.5
21/07/1982 10:00:00 | 210.931 | 222.2143 | 228.3378 | 232.5047 | 234.3058 | 237.5 | 237.5 | 237.5
21/07/1982 11:00:00 | 237.5 | 237.5 | 237.5 | 237.5 | 237.5 | 237.5 | 237.5 | 237.5
21/07/1982 12:00:00 | 237.5 | 237.5 | 237.5 | 237.5 | 237.5 | 237.5 | 237.5 | 237.5
21/07/1982 13:00:00 | 237.5 | 237.5 | 237.5 | 237.5 | 237.5 | 237.5 | 237.5 | 237.5
21/07/1982 14:00:00 | 237.5 | 237.5 | 237.5 | 237.5 | 237.5 | 237.5 | 237.5 | 237.5
21/07/1982 15:00:00 | 237.5 | 237.5 | 237.5 | 237.5 | 237.5 | 237.5 | 237.5 | 237.5
21/07/1982 16:00:00 | 237.5 | 237.5 | 237.5 | 237.5 | 237.5 | 237.5 | 237.5 | 237.5
21/07/1982 17:00:00 | 237.5 | 237.5 | 237.5 | 237.5 | 237.5 | 237.5 | 237.5 | 237.5
21/07/1982 18:00:00 | 237.5 | 237.5 | 237.5 | 237.5 | 237.5 | 237.5 | 237.5 | 237.5
21/07/1982 19:00:00 | 237.5 | 237.5 | 237.5 | 237.5 | 237.5 | 237.5 | 237.5 | 237.5
21/07/1982 20:00:00 | 237.5 | 237.5 | 237.5 | 237.5 | 237.5 | 237.5 | 237.5 | 237.5
21/07/1982 21:00:00 | 237.5 | 237.5 | 237.5 | 237.5 | 237.5 | 237.5 | 237.5 | 237.5
21/07/1982 22:00:00 | 237.5 | 237.5 | 237.5 | 237.5 | 237.5 | 237.5 | 237.5 | 237.5
21/07/1982 23:00:00 | 237.5 | 237.5 | 237.5 | 237.5 | 237.5 | 237.5 | 237.5 | 237.5
22/07/1982 00:00:00 | 237.5 | 237.5 | 237.5 | 237.5 | 237.5 | 237.5 | 237.5 | 237.5
22/07/1982 01:00:00 | 237.5 | 237.5 | 237.5 | 237.5 | 237.4755 | 235.5093 | 234.7249 | 233.3843
22/07/1982 02:00:00 | 229.3964 | 229.9463 | 228.1581 | 226.8236 | 225.1788 | 221.3781 | 219.2567 | 216.3477
22/07/1982 03:00:00 | 200.8663 | 203.4721 | 200.2967 | 198.2894 | 196.7768 | 192.4397 | 188.633 | 184.1213
22/07/1982 04:00:00 | 178.7655 | 181.3156 | 178.1578 | 176.2831 | 175.2022 | 170.7125 | 166.9143 | 161.8923
22/07/1982 05:00:00 | 172.5855 | 175.3741 | 171.7187 | 169.8543 | 169.1745 | 164.7821 | 161.7278 | 156.6251
22/07/1982 06:00:00 | 169.9803 | 173.3157 | 169.4589 | 167.5198 | 167.1143 | 163.2691 | 160.8693 | 156.1683
22/07/1982 07:00:00 | 162.1068 | 166.1929 | 163.1468 | 161.5809 | 161.4644 | 158.8951 | 157.3735 | 154.0184
22/07/1982 08:00:00 | 147.8073 | 151.8591 | 151.0951 | 151.007 | 151.4395 | 150.8678 | 150.2035 | 148.7134
22/07/1982 09:00:00 | 130.5697 | 133.4198 | 133.9774 | 134.9767 | 136.0495 | 137.4733 | 137.5152 | 137.4006
22/07/1982 10:00:00 | 118.3052 | 118.4332 | 118.0328 | 117.8958 | 118.3246 | 119.4622 | 119.6386 | 119.9805
22/07/1982 11:00:00 | 110.1197 | 108.4547 | 107.3401 | 106.0905 | 105.5217 | 105.0471 | 104.1567 | 103.7652
22/07/1982 12:00:00 | 120.0358 | 117.5423 | 117.278 | 116.2342 | 114.812 | 113.8005 | 112.1276 | 111.9685
22/07/1982 13:00:00 | 149.9566 | 147.8105 | 147.7212 | 146.5204 | 144.661 | 142.8485 | 140.5007 | 139.9511
22/07/1982 14:00:00 | 178.0752 | 176.5616 | 176.1839 | 174.6409 | 172.7355 | 169.7523 | 167.0207 | 165.5321
22/07/1982 15:00:00 | 201.0487 | 198.1418 | 196.4286 | 193.7394 | 191.2374 | 186.7511 | 183.5726 | 181.1448
22/07/1982 16:00:00 | 226.937 | 223.5764 | 221.2843 | 217.9917 | 215.4728 | 209.9068 | 206.1123 | 202.4307
22/07/1982 17:00:00 | 229.9772 | 227.8265 | 226.9929 | 224.0318 | 221.2816 | 216.447 | 213.1179 | 210.7637
22/07/1982 18:00:00 | 220.4843 | 213.0382 | 207.6758 | 201.3181 | 196.7657 | 189.531 | 185.3665 | 181.9703
22/07/1982 19:00:00 | 215.066 | 206.5442 | 198.5817 | 189.9566 | 184.8979 | 174.7073 | 169.1774 | 163.0321
22/07/1982 20:00:00 | 215.5193 | 208.4872 | 201.3775 | 193.3778 | 188.8017 | 177.3529 | 171.1808 | 163.4526
22/07/1982 21:00:00 | 203.7355 | 196.4691 | 189.0578 | 181.1022 | 176.927 | 165.9126 | 160.9236 | 153.9532
22/07/1982 22:00:00 | 172.9461 | 165.5209 | 157.8836 | 150.1026 | 146.5901 | 137.4873 | 133.7017 | 128.0732
22/07/1982 23:00:00 | 144.4559 | 136.3526 | 128.7329 | 122.0764 | 119.0518 | 112.1126 | 108.7701 | 104.6096
23/07/1982 00:00:00 | 131.6006 | 124.4296 | 119.298 | 113.6541 | 110.5008 | 103.8157 | 100.4602 | 96.6949
23/07/1982 01:00:00 | 127.2427 | 121.9688 | 118.2921 | 113.4391 | 110.0732 | 103.6902 | 100.0061 | 96.675
23/07/1982 02:00:00 | 119.3451 | 116.1338 | 113.7692 | 110.8655 | 108.8481 | 105.4135 | 103.1695 | 101.3261
23/07/1982 03:00:00 | 100.9294 | 99.6065 | 98.6681 | 98.0021 | 97.682 | 97.2767 | 97.0014 | 96.6267
23/07/1982 04:00:00 | 83.398 | 82.3208 | 81.5026 | 81.0175 | 81.0825 | 80.9909 | 81.0749 | 80.7895
23/07/1982 05:00:00 | 72.7835 | 71.7865 | 70.8589 | 70.0983 | 69.9325 | 69.2288 | 68.7591 | 67.9918
23/07/1982 06:00:00 | 64.1257 | 63.4097 | 62.45 | 61.6165 | 61.3533 | 60.6835 | 60.2578 | 59.6349
23/07/1982 07:00:00 | 56.8745 | 56.5669 | 55.6377 | 54.9486 | 54.8198 | 54.2782 | 53.9433 | 53.3054
23/07/1982 08:00:00 | 54.3518 | 54.2559 | 53.0511 | 52.2561 | 52.1638 | 51.4186 | 50.9875 | 50.033
23/07/1982 09:00:00 | 50.8359 | 50.9784 | 50.1865 | 49.813 | 49.9346 | 49.5677 | 49.3651 | 48.6424
23/07/1982 10:00:00 | 47.5363 | 47.3347 | 46.9641 | 46.8219 | 46.8477 | 46.6442 | 46.2768 | 45.7796
23/07/1982 11:00:00 | 53.5261 | 52.2291 | 51.1052 | 50.1303 | 49.3829 | 48.1095 | 46.9737 | 45.9504
23/07/1982 12:00:00 | 71.6704 | 69.3997 | 67.5036 | 65.5374 | 64.1841 | 61.4708 | 59.4328 | 57.5256
23/07/1982 13:00:00 | 91.9238 | 89.2818 | 87.6069 | 85.5937 | 84.0912 | 80.932 | 78.2382 | 75.8711
23/07/1982 14:00:00 | 107.9472 | 105.4046 | 104.8381 | 103.398 | 101.6649 | 98.5554 | 95.3865 | 93.2024
23/07/1982 15:00:00 | 126.4096 | 123.6489 | 123.1605 | 121.2477 | 118.9456 | 115.28 | 111.37 | 109.0582
23/07/1982 16:00:00 | 144.258 | 141.5959 | 139.9124 | 136.906 | 133.8585 | 128.7616 | 124.2709 | 121.3134
23/07/1982 17:00:00 | 151.9902 | 150.2046 | 148.1911 | 145.4819 | 143.2305 | 138.0595 | 133.6962 | 129.6972
23/07/1982 18:00:00 | 153.2156 | 151.1714 | 149.025 | 146.2669 | 144.4894 | 139.2518 | 135.4648 | 131.32
23/07/1982 19:00:00 | 158.0893 | 155.1573 | 152.854 | 149.8822 | 147.9394 | 142.8447 | 139.5142 | 135.9471
23/07/1982 20:00:00 | 156.2967 | 152.7514 | 150.502 | 147.5322 | 145.1692 | 140.7035 | 137.4583 | 134.7215
23/07/1982 21:00:00 | 150.9661 | 147.673 | 144.7548 | 141.241 | 138.0558 | 132.7492 | 128.9186 | 126.1036
23/07/1982 22:00:00 | 149.5325 | 146.8717 | 142.1562 | 137.6142 | 133.941 | 126.4107 | 121.778 | 116.9255
23/07/1982 23:00:00 | 135.9406 | 134.5146 | 129.6303 | 125.9468 | 123.3701 | 116.5327 | 111.3773 | 105.4422
24/07/1982 00:00:00 | 116.7199 | 115.8112 | 112.2589 | 109.5447 | 107.4381 | 102.5405 | 99.2146 | 95.1106
24/07/1982 01:00:00 | 100.0058 | 98.5211 | 95.1484 | 92.4467 | 90.8146 | 87.1169 | 85.0985 | 82.4241
24/07/1982 02:00:00 | 88.8742 | 86.7228 | 83.142 | 80.3089 | 79.2486 | 76.3397 | 74.7766 | 72.2367
24/07/1982 03:00:00 | 83.0239 | 80.7099 | 77.9295 | 75.5661 | 74.5865 | 72.0403 | 70.6683 | 68.7725
24/07/1982 04:00:00 | 76.8344 | 75.4512 | 74.4792 | 73.4467 | 72.8002 | 71.2197 | 69.9343 | 68.615
24/07/1982 05:00:00 | 67.6112 | 66.9245 | 66.412 | 66.0112 | 65.9003 | 64.9951 | 64.2845 | 63.2644
24/07/1982 06:00:00 | 55.4019 | 54.3063 | 53.8591 | 53.5063 | 53.4407 | 53.0145 | 53.1139 | 52.9024
24/07/1982 07:00:00 | 52.6816 | 51.1315 | 50.0011 | 48.9371 | 48.4058 | 47.0009 | 46.5559 | 45.7603
24/07/1982 08:00:00 | 52.3805 | 51.0933 | 49.468 | 48.1098 | 47.5546 | 45.6536 | 44.8031 | 43.4195
24/07/1982 09:00:00 | 46.4275 | 45.5116 | 44.5215 | 43.7817 | 43.6536 | 42.8489 | 42.4457 | 41.5975
24/07/1982 10:00:00 | 46.5102 | 45.242 | 44.2469 | 43.3917 | 43.2783 | 42.5722 | 42.1817 | 41.4295
24/07/1982 11:00:00 | 53.0064 | 50.8889 | 49.3813 | 47.8105 | 47.328 | 45.93 | 45.1389 | 44.1446
24/07/1982 12:00:00 | 63.4047 | 60.7029 | 59.0086 | 56.9708 | 55.9432 | 53.7914 | 51.6585 | 49.8391
24/07/1982 13:00:00 | 76.3162 | 73.0524 | 70.8734 | 67.7716 | 65.1032 | 60.1019 | 56.1254 | 53.2571
24/07/1982 14:00:00 | 75.315 | 71.0066 | 68.2104 | 64.0398 | 60.7444 | 55.5449 | 52.9669 | 51.0538
24/07/1982 15:00:00 | 69.3197 | 64.7804 | 61.896 | 57.7449 | 55.2537 | 50.9141 | 48.4014 | 46.455
24/07/1982 16:00:00 | 61.6745 | 57.0365 | 54.89 | 51.7028 | 49.5862 | 45.8859 | 43.7593 | 42.1403
24/07/1982 17:00:00 | 54.2318 | 50.6394 | 49.3663 | 46.9593 | 45.5994 | 43.728 | 43.1481 | 42.9002
24/07/1982 18:00:00 | 49.7906 | 47.1056 | 46.5689 | 45.1114 | 44.3942 | 43.538 | 43.8849 | 44.4807
24/07/1982 19:00:00 | 43.5709 | 42.0865 | 41.9 | 41.2372 | 41.1046 | 41.1553 | 40.743 | 40.7418
24/07/1982 20:00:00 | 41.9536 | 41.3289 | 41.2019 | 40.8593 | 40.6403 | 40.043 | 39.0347 | 38.2266
24/07/1982 21:00:00 | 43.1478 | 42.2055 | 41.4032 | 40.7281 | 41.0204 | 40.881 | 41.7043 | 41.7292
24/07/1982 22:00:00 | 40.2244 | 38.9885 | 37.9402 | 37.3229 | 38.2676 | 38.9496 | 40.3856 | 40.5814
24/07/1982 23:00:00 | 33.4173 | 33.5084 | 33.2327 | 33.4621 | 34.1238 | 34.6325 | 35.7461 | 35.9984
25/07/1982 00:00:00 | 33.5258 | 34.4134 | 34.2887 | 34.7261 | 35.1058 | 35.4467 | 36.7351 | 37.2111
25/07/1982 01:00:00 | 38.2347 | 38.4447 | 37.7201 | 37.3488 | 37.1374 | 36.683 | 36.9617 | 36.8777
25/07/1982 02:00:00 | 37.6993 | 37.5101 | 37.0287 | 36.773 | 36.8732 | 36.5357 | 36.5216 | 36.0686
25/07/1982 03:00:00 | 35.9472 | 35.9362 | 35.5976 | 35.5526 | 35.8831 | 35.9095 | 36.566 | 36.5234
25/07/1982 04:00:00 | 38.3875 | 38.3335 | 37.5151 | 37.0809 | 37.3456 | 37.3024 | 38.0004 | 37.9587
25/07/1982 05:00:00 | 40.5535 | 40.5453 | 40.0344 | 39.7996 | 40.3146 | 40.6514 | 41.628 | 41.8511
25/07/1982 06:00:00 | 40.6842 | 40.2403 | 39.7441 | 39.2244 | 39.1576 | 38.7735 | 39.3158 | 39.4737
25/07/1982 07:00:00 | 34.4202 | 34.1935 | 33.8617 | 33.5367 | 33.3202 | 32.8236 | 32.9425 | 32.9117
25/07/1982 08:00:00 | 29.8414 | 30.342 | 30.4105 | 30.7013 | 30.9624 | 31.1138 | 31.3583 | 31.3506
25/07/1982 09:00:00 | 32.4409 | 32.5582 | 32.4624 | 32.3926 | 32.4903 | 32.2466 | 32.2071 | 31.9572
25/07/1982 10:00:00 | 29.993 | 30.1268 | 30.3439 | 30.4058 | 30.5086 | 30.5984 | 31.0043 | 31.3288
25/07/1982 11:00:00 | 24.8214 | 25.048 | 25.4024 | 25.5505 | 25.5601 | 25.7238 | 25.9429 | 26.2947
25/07/1982 12:00:00 | 26.7838 | 25.3643 | 25.2074 | 24.2476 | 23.1756 | 22.0636 | 21.3312 | 21.4385
25/07/1982 13:00:00 | 30.8719 | 28.2275 | 28.3635 | 27.1367 | 25.8214 | 24.8578 | 24.0318 | 24.486
25/07/1982 14:00:00 | 35.5906 | 33.7322 | 34.2505 | 33.6577 | 33.1174 | 33.2063 | 32.7422 | 33.1975
25/07/1982 15:00:00 | 43.2345 | 40.7315 | 41.2376 | 39.854 | 39.0772 | 38.5171 | 38.4111 | 39.1245
25/07/1982 16:00:00 | 48.346 | 46.377 | 47.2105 | 45.4065 | 43.9319 | 42.51 | 42.2158 | 43.1727
25/07/1982 17:00:00 | 49.4413 | 49.6392 | 51.5004 | 51.0474 | 50.161 | 50.0003 | 50.4554 | 52.343
25/07/1982 18:00:00 | 45.7317 | 47.5619 | 49.7739 | 51.0372 | 51.3737 | 52.9994 | 54.5008 | 56.6841
25/07/1982 19:00:00 | 43.3123 | 45.7767 | 47.4136 | 49.4789 | 50.8055 | 53.1861 | 54.8686 | 56.0936
25/07/1982 20:00:00 | 43.53 | 45.5718 | 47.3321 | 49.2563 | 50.5858 | 52.7999 | 53.4906 | 54.1177
25/07/1982 21:00:00 | 45.8708 | 46.6385 | 48.2207 | 48.82 | 48.1678 | 48.0235 | 46.4909 | 46.4812
25/07/1982 22:00:00 | 44.51 | 44.0598 | 45.0897 | 44.4736 | 42.8859 | 41.3085 | 39.2707 | 39.1171
25/07/1982 23:00:00 | 38.9863 | 37.8684 | 38.397 | 36.9041 | 35.3485 | 33.5936 | 32.6965 | 32.9348
26/07/1982 00:00:00 | 36.7266 | 35.3732 | 35.2086 | 33.6894 | 32.874 | 31.5864 | 31.576 | 32.0296
26/07/1982 01:00:00 | 35.6609 | 35.1925 | 35.2836 | 35.0477 | 35.4 | 35.8612 | 36.2692 | 36.6263
26/07/1982 02:00:00 | 37.5628 | 37.7286 | 38.1505 | 38.7625 | 39.4837 | 40.4062 | 41.1858 | 41.5745
26/07/1982 03:00:00 | 43.0574 | 43.4675 | 43.4792 | 43.5984 | 43.7286 | 43.6197 | 43.8974 | 43.858
26/07/1982 04:00:00 | 46.1466 | 46.2313 | 45.4031 | 44.7487 | 44.4749 | 43.6236 | 43.4906 | 42.9635
26/07/1982 05:00:00 | 43.126 | 42.2856 | 41.3975 | 40.5694 | 40.4646 | 40.9405 | 41.2961 | 41.8134
26/07/1982 06:00:00 | 35.5555 | 35.6721 | 37.7729 | 39.3976 | 40.5898 | 43.4714 | 44.8543 | 47.0968
26/07/1982 07:00:00 | 36.4357 | 39.1415 | 42.517 | 45.3443 | 46.9153 | 49.6453 | 51.0449 | 52.7969
26/07/1982 08:00:00 | 44.0148 | 47.382 | 49.5552 | 51.4332 | 51.9061 | 52.6954 | 53.0499 | 53.6619
26/07/1982 09:00:00 | 50.7821 | 53.0373 | 54.3632 | 55.4913 | 55.521 | 55.756 | 55.8951 | 56.2728
26/07/1982 10:00:00 | 56.7131 | 58.6256 | 59.9863 | 61.6522 | 62.3175 | 63.5731 | 64.4184 | 65.1026
26/07/1982 11:00:00 | 64.3832 | 66.6621 | 67.5391 | 69.1354 | 70.1893 | 71.8367 | 73.0225 | 73.6194
26/07/1982 12:00:00 | 73.6737 | 74.9509 | 74.1 | 74.0193 | 74.4714 | 74.0882 | 74.4047 | 73.5475
26/07/1982 13:00:00 | 73.3697 | 71.9758 | 69.5264 | 67.7908 | 67.1827 | 65.1069 | 64.0777 | 62.1046
26/07/1982 14:00:00 | 77.9844 | 74.8287 | 71.4888 | 68.7149 | 67.1676 | 63.9068 | 61.7287 | 59.2474
26/07/1982 15:00:00 | 90.867 | 86.9346 | 84.059 | 80.7958 | 79.1108 | 75.5141 | 73.909 | 71.9919
26/07/1982 16:00:00 | 96.4918 | 93.4297 | 91.9677 | 89.9176 | 88.9556 | 87.1037 | 86.1392 | 85.2726
26/07/1982 17:00:00 | 105.3452 | 103.4065 | 102.6867 | 101.0504 | 99.7754 | 97.1632 | 95.1472 | 93.6141
26/07/1982 18:00:00 | 110.6549 | 107.9953 | 105.5372 | 103.0345 | 101.2919 | 97.3277 | 94.8659 | 92.2019
26/07/1982 19:00:00 | 98.8233 | 96.2895 | 94.0892 | 92.1301 | 91.1092 | 89.0268 | 87.5207 | 85.9588
26/07/1982 20:00:00 | 93.9846 | 91.6284 | 90.355 | 88.7293 | 88.0073 | 86.6568 | 85.4831 | 84.4585
26/07/1982 21:00:00 | 97.7766 | 94.6802 | 92.6032 | 89.7369 | 88.1242 | 84.7254 | 82.0892 | 79.5753
26/07/1982 22:00:00 | 89.2707 | 85.8601 | 82.9835 | 79.7258 | 77.7719 | 73.361 | 70.3785 | 67.5165
26/07/1982 23:00:00 | 74.4154 | 71.5838 | 69.3556 | 67.0095 | 65.6326 | 62.3879 | 60.3896 | 58.0977
27/07/1982 00:00:00 | 60.2582 | 57.8207 | 56.4405 | 54.9497 | 54.1181 | 52.3251 | 51.3779 | 50.2902
27/07/1982 01:00:00 | 52.6721 | 50.8246 | 49.6397 | 48.3573 | 47.7675 | 46.3027 | 45.5512 | 44.6887
27/07/1982 02:00:00 | 50.2568 | 48.9289 | 47.89 | 46.8374 | 46.297 | 44.9204 | 44.1644 | 43.1625
27/07/1982 03:00:00 | 50.0324 | 49.187 | 48.4556 | 47.6552 | 47.0196 | 45.5138 | 44.609 | 43.6315
27/07/1982 04:00:00 | 51.0007 | 50.546 | 50.2427 | 49.6939 | 49.0654 | 47.5553 | 46.3112 | 45.2914
27/07/1982 05:00:00 | 53.0958 | 52.9228 | 52.7776 | 52.3812 | 51.9777 | 50.5947 | 49.5033 | 48.3546
27/07/1982 06:00:00 | 53.5739 | 53.4088 | 52.7898 | 52.2451 | 52.0846 | 50.8275 | 49.9183 | 48.5758
27/07/1982 07:00:00 | 48.6807 | 48.7613 | 48.6343 | 48.6496 | 48.7069 | 48.4133 | 47.9327 | 47.328
27/07/1982 08:00:00 | 43.8694 | 44.5881 | 45.6056 | 46.5596 | 46.9246 | 47.6534 | 47.8518 | 48.3256
27/07/1982 09:00:00 | 41.072 | 41.8788 | 42.3841 | 42.9538 | 43.4128 | 44.3575 | 45.0212 | 45.7115
27/07/1982 10:00:00 | 37.5038 | 37.629 | 37.5146 | 37.6891 | 37.9703 | 39.4263 | 40.8713 | 42.4181
27/07/1982 11:00:00 | 37.3985 | 37.3181 | 37.9029 | 38.51 | 38.8791 | 40.4974 | 42.4096 | 44.4255
27/07/1982 12:00:00 | 44.7846 | 44.8301 | 47.1671 | 48.7674 | 48.7703 | 49.7439 | 51.138 | 53.4076
27/07/1982 13:00:00 | 64.4299 | 63.3381 | 65.1814 | 65.8101 | 64.8321 | 64.5939 | 64.4654 | 65.9055
27/07/1982 14:00:00 | 92.1287 | 88.8342 | 87.3895 | 85.4396 | 83.8572 | 82.0446 | 80.3307 | 79.5626
27/07/1982 15:00:00 | 117.9687 | 113.7114 | 111.6386 | 108.4644 | 105.9729 | 102.7156 | 100.1566 | 98.5501
27/07/1982 16:00:00 | 140.4062 | 136.2545 | 133.8406 | 130.0156 | 127.2335 | 123.0101 | 119.7095 | 117.3729
27/07/1982 17:00:00 | 150.6446 | 147.8695 | 146.0807 | 143.2213 | 141.0213 | 136.6749 | 133.3775 | 130.6499
27/07/1982 18:00:00 | 156.1442 | 153.5287 | 151.8224 | 149.5246 | 147.969 | 144.4573 | 141.9506 | 139.5388
27/07/1982 19:00:00 | 156.7629 | 154.5349 | 151.034 | 148.4239 | 147.7526 | 145.2366 | 143.6026 | 140.8622
27/07/1982 20:00:00 | 145.1274 | 142.6714 | 140.1662 | 138.4612 | 137.0381 | 135.076 | 133.1125 | 131.3971
27/07/1982 21:00:00 | 140.85 | 139.0185 | 139.1548 | 138.4604 | 136.6847 | 134.716 | 132.637 | 131.9151
27/07/1982 22:00:00 | 135.8037 | 135.1956 | 135.6996 | 134.7083 | 133.7109 | 130.8431 | 129.0352 | 127.4408
27/07/1982 23:00:00 | 123.3877 | 123.4609 | 123.0638 | 121.7588 | 121.0649 | 117.8151 | 115.0232 | 112.0445
28/07/1982 00:00:00 | 111.5684 | 113.2318 | 113.2375 | 113.1026 | 113.0813 | 111.3191 | 108.6299 | 105.8444
28/07/1982 01:00:00 | 100.0868 | 101.2108 | 102.1403 | 102.9852 | 102.9841 | 102.6963 | 101.7779 | 101.1129
28/07/1982 02:00:00 | 97.4399 | 97.408 | 97.7374 | 97.9913 | 97.8798 | 97.4538 | 97.5893 | 97.5723
28/07/1982 03:00:00 | 103.682 | 103.0481 | 102.8588 | 102.4642 | 101.9701 | 100.6016 | 100.3195 | 99.7966
28/07/1982 04:00:00 | 114.7093 | 114.3028 | 114.0787 | 113.6727 | 112.6474 | 110.6389 | 109.339 | 108.2265
28/07/1982 05:00:00 | 121.0068 | 122.1185 | 121.8747 | 122.272 | 122.057 | 121.4533 | 120.4799 | 119.3843
28/07/1982 06:00:00 | 119.5062 | 122.185 | 122.6959 | 125.0786 | 126.951 | 129.7785 | 131.2412 | 131.2342
28/07/1982 07:00:00 | 119.0635 | 121.1354 | 122.0527 | 125.4188 | 129.4704 | 135.9212 | 140.4538 | 142.4085
28/07/1982 08:00:00 | 121.8975 | 122.6244 | 122.376 | 124.1947 | 128.5875 | 135.9121 | 142.0657 | 145.2642
28/07/1982 09:00:00 | 127.2553 | 128.9679 | 127.9016 | 128.4555 | 131.6874 | 136.1686 | 141.7431 | 144.6293
28/07/1982 10:00:00 | 146.1162 | 148.9505 | 148.2702 | 148.7721 | 149.4081 | 149.4628 | 150.6467 | 150.4426
28/07/1982 11:00:00 | 171.8726 | 174.4707 | 174.6875 | 175.5758 | 174.5581 | 172.5146 | 169.0448 | 166.1479
28/07/1982 12:00:00 | 194.0509 | 196.4796 | 196.7331 | 197.2524 | 195.0193 | 191.8599 | 186.8154 | 183.4497
28/07/1982 13:00:00 | 215.8279 | 216.1743 | 215.4426 | 214.4986 | 211.7924 | 207.9552 | 203.7469 | 200.7704
28/07/1982 14:00:00 | 227.7196 | 227.1904 | 226.8754 | 225.3575 | 222.9104 | 219.5322 | 216.3582 | 214.7333
28/07/1982 15:00:00 | 229.9132 | 230.4159 | 230.6005 | 230.4922 | 229.7308 | 228.9827 | 228.0444 | 227.8197
28/07/1982 16:00:00 | 230.5885 | 232.7078 | 233.8939 | 235.1032 | 234.9681 | 235.3935 | 235.2518 | 235.6954
28/07/1982 17:00:00 | 229.378 | 233.1289 | 235.0985 | 237.5 | 237.5 | 237.5 | 237.5 | 237.5
28/07/1982 18:00:00 | 227.6573 | 232.4253 | 234.9186 | 237.5 | 237.5 | 237.5 | 237.5 | 237.5
28/07/1982 19:00:00 | 222.5661 | 229.573 | 232.7506 | 236.4751 | 237.5 | 237.5 | 237.5 | 237.5
28/07/1982 20:00:00 | 216.1718 | 225.4767 | 229.6217 | 233.3806 | 235.2947 | 237.4557 | 237.5 | 237.4893
28/07/1982 21:00:00 | 199.6898 | 206.9243 | 211.9951 | 218.7848 | 224.1627 | 228.9111 | 230.3244 | 231.0106
28/07/1982 22:00:00 | 168.632 | 172.1185 | 176.228 | 182.0136 | 187.0603 | 195.8062 | 201.8616 | 206.267
28/07/1982 23:00:00 | 146.6826 | 147.6219 | 151.4888 | 155.4797 | 159.1708 | 166.1787 | 172.7578 | 178.639
29/07/1982 00:00:00 | 134.0887 | 134.5844 | 137.1555 | 139.7943 | 142.465 | 148.03 | 153.1802 | 158.1241
29/07/1982 01:00:00 | 127.442 | 127.8712 | 130.6378 | 133.2907 | 135.4207 | 140.639 | 144.6751 | 149.0669
29/07/1982 02:00:00 | 125.3386 | 125.6699 | 127.7911 | 129.9785 | 132.0109 | 136.9931 | 140.3938 | 144.2908
29/07/1982 03:00:00 | 121.7753 | 121.6074 | 121.3742 | 121.7531 | 123.094 | 126.0759 | 128.8699 | 131.3142
29/07/1982 04:00:00 | 116.1941 | 114.846 | 112.2309 | 110.6038 | 111.131 | 111.8957 | 114.3718 | 115.3476
29/07/1982 05:00:00 | 118.7908 | 116.6319 | 112.9195 | 109.8116 | 109.0841 | 107.6889 | 109.195 | 109.328
29/07/1982 06:00:00 | 124.4993 | 123.9875 | 120.3258 | 117.4364 | 116.3527 | 114.6267 | 115.4527 | 115.1767
29/07/1982 07:00:00 | 123.1385 | 124.726 | 122.7264 | 121.3153 | 120.8033 | 119.8546 | 120.7218 | 120.7119
29/07/1982 08:00:00 | 127.1191 | 129.8171 | 128.4935 | 127.305 | 126.8052 | 125.692 | 126.3383 | 126.3571
29/07/1982 09:00:00 | 135.7562 | 139.3314 | 137.6399 | 136.4857 | 135.6685 | 134.6721 | 135.1783 | 135.2389
29/07/1982 10:00:00 | 153.8755 | 156.8116 | 154.2851 | 152.9657 | 152.3793 | 152.0954 | 152.6653 | 152.7063
29/07/1982 11:00:00 | 189.4694 | 190.8837 | 186.5846 | 183.9445 | 183.0344 | 182.1775 | 181.6258 | 180.5636
29/07/1982 12:00:00 | 225.0702 | 226.652 | 221.9483 | 218.9887 | 218.2226 | 216.4531 | 214.8169 | 212.2193
29/07/1982 13:00:00 | 234.8224 | 235.52 | 233.5838 | 232.3538 | 232.4376 | 231.8473 | 231.1639 | 229.7933
29/07/1982 14:00:00 | 235.1007 | 234.9222 | 233.8739 | 233.174 | 233.4453 | 233.559 | 233.0607 | 232.3249
29/07/1982 15:00:00 | 231.8416 | 231.8627 | 231.9142 | 232.3922 | 233.0792 | 234.6066 | 234.5435 | 234.7059
29/07/1982 16:00:00 | 230.429 | 232.4749 | 233.5644 | 235.5792 | 237.099 | 237.5 | 237.5 | 237.5
29/07/1982 17:00:00 | 229.8764 | 234.366 | 236.928 | 237.5 | 237.5 | 237.5 | 237.5 | 237.5
29/07/1982 18:00:00 | 219.7647 | 230.0166 | 233.9371 | 237.5 | 237.5 | 237.5 | 237.5 | 237.5
29/07/1982 19:00:00 | 194.8987 | 212.4569 | 221.8854 | 229.7139 | 232.6065 | 237.5 | 237.5 | 237.5
29/07/1982 20:00:00 | 181.8228 | 191.4931 | 199.0071 | 208.3506 | 215.0966 | 227.5792 | 231.6386 | 235.2886
29/07/1982 21:00:00 | 205.9265 | 199.8722 | 198.6135 | 197.1411 | 200.4565 | 208.4165 | 218.1676 | 226.4528
29/07/1982 22:00:00 | 229.5369 | 223.2556 | 215.4029 | 205.7957 | 203.4444 | 201.3962 | 208.9816 | 214.612
29/07/1982 23:00:00 | 229.4137 | 226.985 | 220.4407 | 213.2374 | 211.2495 | 209.8608 | 214.8345 | 218.6344
30/07/1982 00:00:00 | 209.5052 | 212.1479 | 211.9645 | 212.5172 | 214.1392 | 217.172 | 221.1591 | 224.1004
30/07/1982 01:00:00 | 168.1424 | 175.6159 | 180.2466 | 185.7893 | 190.4307 | 196.9444 | 201.4761 | 204.6188
30/07/1982 02:00:00 | 131.8924 | 137.9647 | 141.7413 | 146.2548 | 151.0459 | 157.9382 | 163.6291 | 167.4825
30/07/1982 03:00:00 | 105.7973 | 110.2954 | 113.5094 | 117.1772 | 120.543 | 124.6455 | 128.4323 | 130.8826
30/07/1982 04:00:00 | 89.2453 | 90.8822 | 92.4098 | 94.3257 | 96.5236 | 99.6443 | 102.0129 | 103.6627
30/07/1982 05:00:00 | 82.8706 | 82.3404 | 81.6258 | 81.2459 | 82.2438 | 84.149 | 86.3968 | 88.0865
30/07/1982 06:00:00 | 78.8534 | 78.1804 | 77.7189 | 77.4119 | 77.8174 | 78.7351 | 80.6026 | 81.9903
30/07/1982 07:00:00 | 74.6519 | 74.7612 | 74.8948 | 75.4657 | 75.8006 | 76.8925 | 78.6919 | 80.144
30/07/1982 08:00:00 | 75.7847 | 77.3025 | 78.31 | 79.6685 | 80.337 | 81.0328 | 82.1501 | 82.7365
30/07/1982 09:00:00 | 88.6755 | 94.2937 | 96.7399 | 99.0744 | 100.2135 | 99.0843 | 98.3499 | 96.4653
30/07/1982 10:00:00 | 118.51 | 129.0323 | 129.129 | 129.5221 | 130.8464 | 127.9238 | 125.2725 | 120.8282
30/07/1982 11:00:00 | 162.2991 | 177.5881 | 173.7612 | 172.1969 | 172.5802 | 170.147 | 166.9744 | 161.7487
30/07/1982 12:00:00 | 185.3107 | 205.8956 | 203.1241 | 204.6985 | 206.2245 | 207.5036 | 208.1304 | 206.0106
30/07/1982 13:00:00 | 188.7421 | 211.4212 | 210.0303 | 214.0859 | 218.4658 | 223.8229 | 227.9903 | 228.3349
30/07/1982 14:00:00 | 207.921 | 224.3388 | 221.2881 | 223.025 | 226.5252 | 228.3355 | 231.3907 | 231.9363
30/07/1982 15:00:00 | 234.3476 | 237.5 | 235.5252 | 234.1452 | 234.7724 | 233.2258 | 234.9633 | 233.5591
30/07/1982 16:00:00 | 237.5 | 237.5 | 237.5 | 237.5 | 237.5 | 235.2425 | 235.031 | 232.4194
30/07/1982 17:00:00 | 237.5 | 237.5 | 237.5 | 237.5 | 237.5 | 237.5 | 237.5 | 237.5
30/07/1982 18:00:00 | 237.5 | 237.5 | 237.5 | 237.5 | 237.5 | 237.5 | 237.5 | 237.5
30/07/1982 19:00:00 | 237.5 | 237.5 | 237.5 | 237.5 | 237.5 | 237.5 | 237.5 | 237.5
30/07/1982 20:00:00 | 237.5 | 237.5 | 237.5 | 237.5 | 237.5 | 237.5 | 237.5 | 237.5
30/07/1982 21:00:00 | 237.5 | 237.5 | 237.5 | 237.5 | 237.5 | 237.5 | 237.5 | 237.5
30/07/1982 22:00:00 | 237.5 | 237.5 | 237.5 | 237.5 | 237.5 | 237.5 | 237.5 | 237.5
30/07/1982 23:00:00 | 237.5 | 237.5 | 237.5 | 237.5 | 237.5 | 237.5 | 237.5 | 237.5
31/07/1982 00:00:00 | 237.5 | 237.5 | 237.5 | 237.5 | 237.5 | 237.5 | 237.5 | 237.5
31/07/1982 01:00:00 | 226.9776 | 230.4748 | 236.2146 | 237.5 | 237.5 | 237.5 | 237.5 | 237.5
31/07/1982 02:00:00 | 104.2272 | 114.9663 | 134.2539 | 148.5678 | 155.2587 | 172.1709 | 180.3291 | 195.4186
31/07/1982 03:00:00 | 66.285 | 74.1778 | 87.6671 | 97.5299 | 101.1341 | 107.6012 | 108.4622 | 114.3782
31/07/1982 04:00:00 | 74.371 | 82.4964 | 89.4447 | 95.0319 | 97.632 | 100.5426 | 98.3541 | 98.6359
31/07/1982 05:00:00 | 54.2543 | 60.3612 | 66.1396 | 71.3751 | 74.9284 | 83.4831 | 86.6732 | 93.2914
31/07/1982 06:00:00 | 27.2907 | 31.4445 | 38.0794 | 44.7694 | 48.9503 | 59.0217 | 66.712 | 77.859
31/07/1982 07:00:00 | 13.9674 | 15.6402 | 18.771 | 22.5329 | 24.7 | 30.3155 | 35.5134 | 43.7142
31/07/1982 08:00:00 | 12.3652 | 13.6689 | 13.2304 | 14.1796 | 14.9473 | 16.2399 | 17.8432 | 19.7742
31/07/1982 09:00:00 | 12.1687 | 15.1027 | 12.5101 | 12.2327 | 13.0309 | 12.4994 | 12.213 | 10.392
31/07/1982 10:00:00 | 2.8633 | 5.2324 | 3.4522 | 3.6487 | 4.7548 | 5.6244 | 5.9409 | 4.729
31/07/1982 11:00:00 | 0 | 0 | 0 | 0 | 0 | 0 | 0 | 0
31/07/1982 12:00:00 | 0 | 0 | 0 | 0 | 0 | 0 | 0 | 0
31/07/1982 13:00:00 | 0 | 0 | 0 | 0 | 0 | 0 | 0 | 0
31/07/1982 14:00:00 | 5.0976 | 2.8762 | 1.3225 | 0 | 0 | 0 | 0 | 0
31/07/1982 15:00:00 | 12.7143 | 9.6004 | 7.9226 | 6.0396 | 5.0642 | 2.6411 | 1.5892 | 0.63668
31/07/1982 16:00:00 | 29.1997 | 26.237 | 23.4344 | 20.727 | 19.6847 | 16.399 | 14.7978 | 12.6443
31/07/1982 17:00:00 | 50.3232 | 48.5015 | 42.615 | 38.8244 | 38.2013 | 34.0548 | 32.5356 | 28.6138
31/07/1982 18:00:00 | 53.6986 | 52.3124 | 45.9767 | 42.8075 | 42.5117 | 38.5256 | 37.4515 | 33.499
31/07/1982 19:00:00 | 41.9943 | 40.5183 | 35.6029 | 33.3436 | 33.0475 | 30.0241 | 29.0005 | 25.8806
31/07/1982 20:00:00 | 31.0445 | 29.3584 | 26.3143 | 24.7989 | 24.1002 | 22.0253 | 20.2954 | 18.0574
31/07/1982 21:00:00 | 31.1226 | 30.0028 | 27.1206 | 25.747 | 25.3149 | 23.5607 | 22.3704 | 20.2373
31/07/1982 22:00:00 | 26.2088 | 25.7997 | 23.183 | 21.6873 | 21.6588 | 20.0393 | 19.5724 | 17.6734
31/07/1982 23:00:00 | 17.9097 | 17.1886 | 15.5404 | 14.4246 | 14.1181 | 13.0642 | 12.4227 | 11.2672
01/08/1982 00:00:00 | 14.5449 | 14.1073 | 13.6869 | 13.2367 | 12.9464 | 12.3242 | 11.7708 | 11.213
01/08/1982 01:00:00 | 12.3793 | 12.0267 | 13.2912 | 13.75 | 12.9635 | 12.9571 | 11.7735 | 12.238
01/08/1982 02:00:00 | 11.996 | 11.7348 | 15.8061 | 17.7226 | 16.08 | 16.994 | 15.172 | 17.7222
01/08/1982 03:00:00 | 13.8862 | 15.1411 | 21.2885 | 24.2957 | 23.8702 | 26.18 | 25.6752 | 29.732
01/08/1982 04:00:00 | 14.8138 | 17.6408 | 23.9818 | 27.3293 | 28.7027 | 32.4942 | 33.4246 | 37.7643
01/08/1982 05:00:00 | 14.5438 | 17.4137 | 23.2216 | 26.2605 | 28.0788 | 33.1291 | 35.1959 | 40.8659
01/08/1982 06:00:00 | 14.8344 | 17.3382 | 21.5759 | 23.5822 | 25.4471 | 31.0474 | 33.8733 | 39.8422
01/08/1982 07:00:00 | 10.6138 | 12.6543 | 15.6031 | 17.2663 | 18.6603 | 22.8412 | 24.8759 | 28.8746
01/08/1982 08:00:00 | 3.9813 | 5.6082 | 8.1266 | 9.8459 | 10.8523 | 13.8284 | 15.1442 | 18.4085
01/08/1982 09:00:00 | 0 | 0 | 1.0472 | 2.6893 | 3.6996 | 6.3377 | 7.5783 | 10.251
01/08/1982 10:00:00 | 0 | 0 | 0 | 0 | 0 | 0 | 0.50255 | 2.395
01/08/1982 11:00:00 | 0 | 0 | 0 | 0 | 0 | 0 | 0 | 0
01/08/1982 12:00:00 | 0 | 0 | 0 | 0 | 0 | 0 | 0 | 1.4643
01/08/1982 13:00:00 | 0.084271 | 0.16892 | 1.3976 | 2.24 | 2.8068 | 4.3599 | 5.7907 | 7.8232
01/08/1982 14:00:00 | 1.0551 | 1.4055 | 2.0227 | 2.7201 | 3.2932 | 4.481 | 5.5836 | 6.6851
01/08/1982 15:00:00 | 0 | 0 | 0 | 0.10904 | 0.24237 | 0.69964 | 1.0278 | 1.4044
01/08/1982 16:00:00 | 0 | 0 | 0 | 0 | 0 | 0 | 0 | 0
01/08/1982 17:00:00 | 0 | 0 | 0 | 0 | 0 | 0 | 0 | 0
01/08/1982 18:00:00 | 0 | 0 | 0 | 0 | 0 | 0 | 0 | 0
01/08/1982 19:00:00 | 0 | 0 | 0 | 0 | 0 | 0 | 0 | 0
01/08/1982 20:00:00 | 0 | 0 | 0 | 0 | 0 | 0 | 0 | 0
01/08/1982 21:00:00 | 3.434 | 3.5251 | 3.4824 | 3.3937 | 3.2353 | 2.9498 | 2.6866 | 2.4556
01/08/1982 22:00:00 | 7.3418 | 7.4386 | 7.0873 | 6.9258 | 6.7103 | 6.2549 | 5.897 | 5.444
01/08/1982 23:00:00 | 7.9428 | 7.9431 | 7.2034 | 6.9194 | 6.5626 | 6.123 | 5.6008 | 5.0747
02/08/1982 00:00:00 | 5.5975 | 5.606 | 4.6944 | 4.3364 | 3.9403 | 3.5617 | 2.904 | 2.3104
02/08/1982 01:00:00 | 1.7825 | 2.2138 | 1.53 | 1.4402 | 1.4085 | 1.3674 | 1.1006 | 0.72439
02/08/1982 02:00:00 | 0.25554 | 0.96177 | 0.66986 | 0.90347 | 1.1371 | 1.4136 | 1.394 | 1.1815
02/08/1982 03:00:00 | 0.04512 | 0.87086 | 1.0083 | 1.5077 | 1.9048 | 2.7898 | 3.3267 | 3.5612
02/08/1982 04:00:00 | 0.66611 | 1.6339 | 2.0396 | 3.0767 | 4.0326 | 5.3133 | 6.5926 | 7.2933
02/08/1982 05:00:00 | 1.3009 | 2.7649 | 3.4238 | 4.5942 | 5.75 | 7.2886 | 8.9135 | 9.8653
02/08/1982 06:00:00 | 0.54788 | 1.6352 | 2.0501 | 3.1755 | 4.3283 | 5.8335 | 7.4465 | 8.2197
02/08/1982 07:00:00 | 0 | 0 | 0 | 0.43311 | 1.1407 | 2.1677 | 3.6716 | 4.3557
02/08/1982 08:00:00 | 0 | 0 | 0 | 0 | 0 | 0 | 0.86349 | 1.2669
02/08/1982 09:00:00 | 0 | 0 | 0 | 0 | 0 | 0 | 0 | 0
02/08/1982 10:00:00 | 0 | 0 | 0 | 0 | 0 | 0 | 0 | 0
02/08/1982 11:00:00 | 0 | 0 | 0 | 0 | 0 | 0 | 0 | 0
02/08/1982 12:00:00 | 0 | 0 | 0 | 0 | 0 | 0 | 0 | 0
02/08/1982 13:00:00 | 1.3464 | 0 | 0 | 0 | 0 | 0 | 0 | 0
02/08/1982 14:00:00 | 10.7574 | 8.09 | 6.8307 | 5.2187 | 4.1584 | 2.2857 | 1.3011 | 0.60128
02/08/1982 15:00:00 | 25.9989 | 22.367 | 20.051 | 17.7081 | 16.2031 | 13.5832 | 11.9296 | 10.3594
02/08/1982 16:00:00 | 47.1284 | 41.3601 | 37.7678 | 34.2305 | 32.4106 | 28.785 | 26.411 | 24.2487
02/08/1982 17:00:00 | 78.6243 | 68.3437 | 63.6518 | 57.5803 | 54.3497 | 48.6724 | 44.4429 | 41.3933
02/08/1982 18:00:00 | 103.7948 | 91.9817 | 86.0763 | 79.145 | 75.2371 | 68.8422 | 64.1135 | 60.2661
02/08/1982 19:00:00 | 127.3088 | 114.4702 | 107.9207 | 100.0256 | 95.1746 | 86.9528 | 81.1007 | 76.6547
02/08/1982 20:00:00 | 135.8529 | 129.4245 | 124.9758 | 118.7926 | 113.6939 | 105.5207 | 100.0192 | 96.0806
02/08/1982 21:00:00 | 85.3854 | 91.2729 | 89.6212 | 90.8862 | 92.126 | 92.794 | 92.9459 | 90.7736
02/08/1982 22:00:00 | 50.0255 | 55.5524 | 55.4763 | 58.8565 | 62.4475 | 67.2643 | 69.9287 | 69.8453
02/08/1982 23:00:00 | 46.5603 | 49.6561 | 50.0406 | 52.5017 | 55.3816 | 59.502 | 63.2564 | 64.6554
03/08/1982 00:00:00 | 53.8075 | 55.4557 | 55.9029 | 57.1748 | 58.7243 | 60.7359 | 63.0169 | 63.9725
03/08/1982 01:00:00 | 60.7064 | 61.5811 | 62.18 | 63.166 | 63.5821 | 64.7649 | 65.5403 | 66.244
03/08/1982 02:00:00 | 73.5685 | 73.04 | 75.8599 | 76.9995 | 76.0399 | 76.2851 | 74.9955 | 76.0317
03/08/1982 03:00:00 | 98.2351 | 96.5203 | 101.3175 | 102.3376 | 100.7545 | 100.6125 | 99.2472 | 101.6927
03/08/1982 04:00:00 | 108.748 | 108.374 | 113.3707 | 114.5418 | 113.2671 | 113.5122 | 113.6027 | 116.8749
03/08/1982 05:00:00 | 94.5737 | 96.59 | 100.6139 | 102.2146 | 100.6522 | 99.9934 | 98.4608 | 99.722
03/08/1982 06:00:00 | 80.2213 | 81.8219 | 86.0224 | 87.8898 | 87.0392 | 87.3123 | 86.5656 | 88.2649
03/08/1982 07:00:00 | 70.4634 | 73.117 | 79.3543 | 83.0658 | 83.5959 | 86.0362 | 87.317 | 91.0215
03/08/1982 08:00:00 | 53.9653 | 59.6013 | 67.5917 | 73.9915 | 76.7012 | 81.6192 | 84.8796 | 89.4984
03/08/1982 09:00:00 | 46.9845 | 54.2666 | 61.9092 | 68.4215 | 71.3335 | 75.4832 | 77.6965 | 80.4135
03/08/1982 10:00:00 | 54.9966 | 62.5968 | 66.9548 | 70.1398 | 71.8171 | 73.0286 | 72.2529 | 71.7326
03/08/1982 11:00:00 | 62.7048 | 69.547 | 69.0549 | 69.0721 | 69.8804 | 70.0747 | 68.7809 | 67.043
03/08/1982 12:00:00 | 65.8555 | 70.5864 | 68.3811 | 67.637 | 67.8878 | 68.8744 | 68.6796 | 68.0997
03/08/1982 13:00:00 | 70.0022 | 73.852 | 71.7241 | 71.7872 | 72.2549 | 74.0067 | 74.7492 | 74.8107
03/08/1982 14:00:00 | 68.4493 | 71.9692 | 71.5215 | 72.9799 | 74.3327 | 76.6397 | 77.5128 | 77.5189
03/08/1982 15:00:00 | 51.3756 | 54.1457 | 55.4618 | 58.1176 | 59.8718 | 63.8749 | 64.8549 | 66.0407
03/08/1982 16:00:00 | 44.0875 | 46.1277 | 49.5775 | 53.5759 | 55.056 | 59.3131 | 59.9247 | 62.0339
03/08/1982 17:00:00 | 55.7635 | 58.9571 | 63.7289 | 67.9787 | 69.0433 | 71.7998 | 71.6805 | 73.3323
03/08/1982 18:00:00 | 65.7068 | 71.972 | 75.4753 | 79.1677 | 80.1751 | 82.0044 | 82.2278 | 82.9094
03/08/1982 19:00:00 | 54.2592 | 62.589 | 66.0144 | 70.3223 | 71.6131 | 74.6157 | 75.4685 | 76.6175
03/08/1982 20:00:00 | 32.4394 | 39.5502 | 43.7012 | 49.2897 | 51.7338 | 56.7085 | 58.7704 | 61.3916
03/08/1982 21:00:00 | 16.9385 | 21.624 | 25.3624 | 30.2066 | 32.9209 | 38.7847 | 42.1573 | 45.6222
03/08/1982 22:00:00 | 8.7508 | 11.3965 | 14.3054 | 17.9345 | 19.8449 | 24.1922 | 26.8186 | 30.2094
03/08/1982 23:00:00 | 4.593 | 5.6961 | 7.6651 | 9.3292 | 10.4607 | 13.2105 | 15.0869 | 17.8288
04/08/1982 00:00:00 | 2.9777 | 2.7538 | 4.7351 | 5.7519 | 5.8075 | 7.3744 | 8.0537 | 10.2848
04/08/1982 01:00:00 | 6.3231 | 5.2954 | 7.3579 | 7.7982 | 7.3211 | 8.0668 | 8.2903 | 10.5641
04/08/1982 02:00:00 | 7.1526 | 6.3915 | 7.7342 | 7.6982 | 7.4886 | 7.693 | 8.0928 | 9.3807
04/08/1982 03:00:00 | 0.40829 | 0.26334 | 0.66256 | 0.60884 | 0.56024 | 0.60487 | 0.6984 | 1.0419
04/08/1982 04:00:00 | 0 | 0 | 0 | 0 | 0 | 0 | 0 | 0
04/08/1982 05:00:00 | 0 | 0 | 0 | 0 | 0 | 0 | 0 | 0
04/08/1982 06:00:00 | 0 | 0 | 0 | 0 | 0 | 0 | 0 | 0
04/08/1982 07:00:00 | 1.6536 | 1.0124 | 0.81656 | 0.42828 | 0.19342 | 0 | 0 | 0
04/08/1982 08:00:00 | 4.5958 | 3.6419 | 2.8055 | 2.4348 | 2.3361 | 1.8047 | 2.0758 | 1.9741
04/08/1982 09:00:00 | 10.3055 | 8.5092 | 6.7089 | 5.8656 | 5.4324 | 4.4129 | 4.301 | 3.647
04/08/1982 10:00:00 | 19.4771 | 16.9161 | 13.2321 | 11.2275 | 10.0172 | 8.0674 | 7.0748 | 5.6081
04/08/1982 11:00:00 | 29.1667 | 26.0903 | 22.1126 | 19.1515 | 17.3309 | 14.001 | 11.8428 | 9.4922
04/08/1982 12:00:00 | 35.788 | 32.6071 | 28.6569 | 25.4057 | 23.1055 | 19.3492 | 16.1209 | 13.4966
04/08/1982 13:00:00 | 38.3972 | 36.2484 | 32.0399 | 28.8646 | 26.9465 | 23.3327 | 20.2444 | 17.1413
04/08/1982 14:00:00 | 43.0936 | 43.1763 | 38.938 | 36.7358 | 35.6012 | 31.8038 | 29.2595 | 25.4697
04/08/1982 15:00:00 | 67.1762 | 68.6937 | 63.5496 | 61.7211 | 60.862 | 56.3933 | 53.9226 | 48.824
04/08/1982 16:00:00 | 101.4824 | 102.7634 | 94.9899 | 92.3165 | 92.2429 | 88.8992 | 87.7575 | 82.5299
04/08/1982 17:00:00 | 117.0985 | 115.9469 | 108.1587 | 106.1766 | 105.9628 | 103.4845 | 104.8803 | 101.7334
04/08/1982 18:00:00 | 113.7825 | 113.2814 | 106.1041 | 104.6454 | 104.6378 | 102.0276 | 102.3025 | 98.3817
04/08/1982 19:00:00 | 107.5861 | 109.9475 | 103.2154 | 101.7864 | 102.4664 | 98.7261 | 96.5594 | 89.6602
04/08/1982 20:00:00 | 116.6916 | 120.647 | 114.0204 | 112.9291 | 112.7089 | 106.0836 | 103.2907 | 95.688
04/08/1982 21:00:00 | 142.3935 | 149.2404 | 140.179 | 138.2802 | 137.4041 | 128.09 | 124.1986 | 114.0346
04/08/1982 22:00:00 | 190.7472 | 197.7305 | 186.6387 | 181.7516 | 182.3107 | 172.3742 | 172.7025 | 162.7392
04/08/1982 23:00:00 | 213.2548 | 215.9725 | 210.478 | 207.0293 | 208.771 | 204.5108 | 209.8336 | 207.8643
05/08/1982 00:00:00 | 197.6805 | 198.4186 | 199.3343 | 199.9919 | 202.4907 | 203.6753 | 209.1104 | 211.4991
05/08/1982 01:00:00 | 179.9184 | 183.0805 | 189.586 | 194.7256 | 198.4886 | 203.659 | 209.9003 | 214.7856
05/08/1982 02:00:00 | 173.3913 | 178.6907 | 189.3931 | 197.2305 | 200.8647 | 207.9996 | 214.4174 | 221.7387
05/08/1982 03:00:00 | 146.2003 | 148.8365 | 162.3881 | 169.9451 | 171.0849 | 178.8597 | 182.8171 | 192.9166
05/08/1982 04:00:00 | 98.9997 | 98.5735 | 110.469 | 116.7865 | 116.5742 | 123.698 | 125.8879 | 137.2629
05/08/1982 05:00:00 | 73.7559 | 73.3643 | 80.4117 | 83.9956 | 84.3677 | 90.1933 | 92.0573 | 99.4089
05/08/1982 06:00:00 | 61.4758 | 61.6807 | 64.4254 | 65.9674 | 66.4396 | 69.9247 | 70.9501 | 74.7569
05/08/1982 07:00:00 | 48.7909 | 49.3598 | 50.9847 | 51.9782 | 52.2475 | 54.7526 | 55.8201 | 58.5062
05/08/1982 08:00:00 | 42.8016 | 43.7463 | 45.2584 | 45.8973 | 46.0145 | 48.955 | 50.1265 | 53.4021
05/08/1982 09:00:00 | 39.4918 | 41.1834 | 44.947 | 47.0317 | 48.3357 | 52.5705 | 53.4255 | 56.8427
05/08/1982 10:00:00 | 26.5114 | 28.296 | 33.2922 | 36.616 | 38.8325 | 44.2227 | 45.8011 | 50.3504
05/08/1982 11:00:00 | 10.5743 | 11.9021 | 15.31 | 18.0946 | 19.513 | 23.8136 | 25.9418 | 30.1028
05/08/1982 12:00:00 | 3.7105 | 4.3694 | 6.2196 | 7.7167 | 8.4346 | 11.2616 | 12.8143 | 15.8127
05/08/1982 13:00:00 | 4.2105 | 4.3223 | 5.0391 | 5.8866 | 6.2447 | 7.8904 | 8.7252 | 10.759
05/08/1982 14:00:00 | 6.0021 | 5.904 | 5.8423 | 6.4075 | 6.6023 | 7.7138 | 8.3979 | 9.5973
05/08/1982 15:00:00 | 5.7449 | 6.5868 | 6.5991 | 7.4979 | 7.9913 | 9.1705 | 10.1312 | 11.0914
05/08/1982 16:00:00 | 4.7966 | 6.4808 | 7.1739 | 8.6325 | 9.5961 | 11.8488 | 13.3 | 14.5539
05/08/1982 17:00:00 | 2.8451 | 4.5593 | 5.606 | 7.3078 | 8.3823 | 10.7357 | 12.5296 | 14.0631
05/08/1982 18:00:00 | 1.3519 | 3.0942 | 4.2258 | 6.0698 | 7.4357 | 9.8122 | 11.9701 | 13.5008
05/08/1982 19:00:00 | 1.9611 | 4.6728 | 5.951 | 8.1238 | 9.8356 | 13.2453 | 16.0033 | 18.0281
05/08/1982 20:00:00 | 6.7475 | 9.8595 | 11.4215 | 14.1766 | 16.4948 | 20.4541 | 23.5923 | 25.9054
05/08/1982 21:00:00 | 13.042 | 16.7332 | 17.9487 | 20.4626 | 22.8243 | 26.9866 | 30.4346 | 33.2051
05/08/1982 22:00:00 | 14.9856 | 18.3527 | 19.8436 | 22.4487 | 24.2847 | 27.8786 | 31.3158 | 34.1887
05/08/1982 23:00:00 | 14.491 | 17.7863 | 20.1641 | 22.9564 | 24.3595 | 27.0954 | 30.0527 | 32.914
06/08/1982 00:00:00 | 13.479 | 17.1336 | 18.9121 | 21.2982 | 23.5982 | 26.5591 | 29.2238 | 30.7385
06/08/1982 01:00:00 | 8.0245 | 10.8242 | 12.0779 | 14.0909 | 16.3028 | 19.5432 | 21.9614 | 23.3299
06/08/1982 02:00:00 | 4.6488 | 6.7688 | 8.5227 | 10.8076 | 12.4119 | 15.6958 | 18.1558 | 20.5814
06/08/1982 03:00:00 | 6.4259 | 8.6845 | 11.1655 | 13.8011 | 15.6493 | 19.5799 | 22.5922 | 25.8092
06/08/1982 04:00:00 | 8.6882 | 11.3562 | 14.0094 | 16.9523 | 18.8777 | 22.5624 | 25.4738 | 28.5059
06/08/1982 05:00:00 | 8.0232 | 10.1737 | 12.3722 | 14.9206 | 16.8525 | 19.7208 | 22.2087 | 24.1282
06/08/1982 06:00:00 | 6.8254 | 8.6296 | 9.5915 | 11.5795 | 13.0745 | 15.7804 | 18.1819 | 19.7902
06/08/1982 07:00:00 | 7.6102 | 9.3333 | 10.1337 | 11.833 | 13.0909 | 15.7404 | 17.9999 | 19.6218
06/08/1982 08:00:00 | 10.3843 | 12.5472 | 13.6968 | 15.5727 | 16.6669 | 19.1765 | 21.1341 | 23.0698
06/08/1982 09:00:00 | 12.7764 | 15.3036 | 17.6863 | 19.9314 | 20.8002 | 23.2466 | 25.196 | 27.5657
06/08/1982 10:00:00 | 9.622 | 13.0304 | 16.3761 | 19.5509 | 20.7255 | 23.3329 | 25.1583 | 27.4437
06/08/1982 11:00:00 | 3.9147 | 6.6941 | 9.4829 | 12.7625 | 14.0369 | 17.1036 | 19.1951 | 21.926
06/08/1982 12:00:00 | 0 | 1.031 | 2.7274 | 4.7731 | 5.6672 | 8.0237 | 9.9658 | 12.9324
06/08/1982 13:00:00 | 0 | 0 | 0 | 0.23505 | 0.66795 | 1.9872 | 3.6687 | 5.8265
06/08/1982 14:00:00 | 0 | 0 | 0 | 0 | 0 | 0 | 0 | 0
06/08/1982 15:00:00 | 0 | 0 | 0 | 0 | 0 | 0 | 0 | 0
06/08/1982 16:00:00 | 0 | 0 | 0 | 0 | 0 | 0 | 0 | 0
06/08/1982 17:00:00 | 0 | 0 | 0 | 0 | 0 | 0 | 0 | 0
06/08/1982 18:00:00 | 0.0021252 | 0 | 0 | 0 | 0 | 0 | 0 | 0
06/08/1982 19:00:00 | 2.5803 | 1.2574 | 0.83338 | 0.093781 | 0 | 0 | 0 | 0
06/08/1982 20:00:00 | 4.9156 | 3.6894 | 3.2826 | 2.4356 | 1.7314 | 1.039 | 0.31817 | 0
06/08/1982 21:00:00 | 5.476 | 4.7033 | 4.8094 | 4.4301 | 3.8041 | 3.0892 | 2.1427 | 1.8565
06/08/1982 22:00:00 | 8.2401 | 7.7544 | 7.9856 | 7.7008 | 7.0373 | 6.205 | 5.1548 | 4.7568
06/08/1982 23:00:00 | 11.9262 | 11.7008 | 11.8329 | 11.5586 | 10.7794 | 9.7339 | 8.6223 | 8.0904
07/08/1982 00:00:00 | 10.9597 | 10.4617 | 10.7015 | 10.4506 | 9.6641 | 8.9139 | 7.9618 | 7.5673
07/08/1982 01:00:00 | 9.4459 | 8.3046 | 8.4479 | 7.8801 | 6.9981 | 5.9551 | 4.6998 | 4.2966
07/08/1982 02:00:00 | 8.7766 | 7.577 | 7.6085 | 6.9497 | 6.1116 | 5.1195 | 3.9948 | 3.6151
07/08/1982 03:00:00 | 9.5243 | 8.6542 | 8.5791 | 7.9814 | 7.3419 | 6.5281 | 5.6729 | 5.3545
07/08/1982 04:00:00 | 11.4169 | 10.3285 | 10.014 | 9.1547 | 8.4846 | 7.6024 | 6.6758 | 6.2523
07/08/1982 05:00:00 | 12.1351 | 10.3092 | 9.6575 | 8.5452 | 7.5677 | 6.2644 | 4.9621 | 4.3291
07/08/1982 06:00:00 | 11.7627 | 9.3698 | 8.5842 | 7.2162 | 6.1012 | 4.5118 | 3.1746 | 2.4049
07/08/1982 07:00:00 | 9.2916 | 7.8424 | 7.223 | 6.1602 | 5.3418 | 4.179 | 3.2327 | 2.6956
07/08/1982 08:00:00 | 9.2828 | 8.3651 | 8.404 | 7.9122 | 7.3569 | 6.7879 | 6.118 | 6.0273
07/08/1982 09:00:00 | 12.0734 | 11.489 | 12.121 | 11.795 | 11.0337 | 10.3664 | 9.4182 | 9.4835
07/08/1982 10:00:00 | 13.4051 | 13.116 | 13.7897 | 13.5877 | 12.6173 | 11.6188 | 10.134 | 9.8001
07/08/1982 11:00:00 | 13.9622 | 13.049 | 13.5112 | 13.0966 | 12.0304 | 10.9 | 9.167 | 8.7614
07/08/1982 12:00:00 | 15.9654 | 14.2086 | 14.6638 | 13.9895 | 12.8559 | 11.7099 | 10.0429 | 9.6873
07/08/1982 13:00:00 | 23.0705 | 21.1878 | 21.7977 | 20.7794 | 19.1549 | 17.4835 | 15.2627 | 14.8018
07/08/1982 14:00:00 | 30.7551 | 28.8038 | 29.1608 | 27.4422 | 25.1908 | 22.6393 | 19.3993 | 18.3974
07/08/1982 15:00:00 | 30.3935 | 28.2995 | 29.0136 | 27.4596 | 25.1142 | 22.6179 | 19.259 | 18.36
07/08/1982 16:00:00 | 25.5944 | 24.1881 | 25.5566 | 24.9107 | 23.3576 | 22.0539 | 19.7223 | 19.5965
07/08/1982 17:00:00 | 19.8229 | 19.0907 | 20.7815 | 21.1065 | 20.2866 | 20.2117 | 18.771 | 19.094
07/08/1982 18:00:00 | 17.4977 | 16.5331 | 17.9769 | 18.345 | 17.2668 | 16.8337 | 15.2147 | 15.3962
07/08/1982 19:00:00 | 19.4072 | 17.8106 | 18.1812 | 17.481 | 16.0231 | 14.6059 | 12.9139 | 12.5184
07/08/1982 20:00:00 | 19.8891 | 18.4293 | 18.5347 | 17.7703 | 16.5007 | 15.229 | 13.5029 | 12.9918
07/08/1982 21:00:00 | 21.8596 | 20.5551 | 20.8223 | 20.2204 | 19.1236 | 18.1609 | 16.3403 | 15.7959
07/08/1982 22:00:00 | 29.7341 | 27.542 | 27.3586 | 26.0171 | 24.5767 | 22.9702 | 20.5874 | 19.737
07/08/1982 23:00:00 | 39.3025 | 36.3181 | 36.0914 | 34.0809 | 31.9555 | 29.4473 | 26.3583 | 25.3138
08/08/1982 00:00:00 | 45.2107 | 42.6128 | 42.7591 | 40.925 | 38.5331 | 35.8266 | 32.6433 | 31.5
08/08/1982 01:00:00 | 47.7212 | 44.5474 | 44.7796 | 43.1435 | 40.9328 | 38.4933 | 35.3605 | 34.5728
08/08/1982 02:00:00 | 49.1551 | 45.572 | 45.5777 | 43.7618 | 41.4267 | 38.8108 | 35.9939 | 35.3638
08/08/1982 03:00:00 | 47.3984 | 45.0955 | 45.4374 | 44.2372 | 42.4836 | 40.6467 | 38.3891 | 37.9164
08/08/1982 04:00:00 | 41.0122 | 39.5906 | 40.2936 | 39.7586 | 38.817 | 38.1115 | 36.4567 | 36.2485
08/08/1982 05:00:00 | 34.6879 | 34.0902 | 34.8621 | 34.9458 | 34.5396 | 34.4986 | 32.8696 | 32.4084
08/08/1982 06:00:00 | 28.7736 | 28.3471 | 29.3686 | 29.8642 | 29.9437 | 30.5578 | 29.0687 | 28.6035
08/08/1982 07:00:00 | 20.107 | 19.2571 | 19.9972 | 20.342 | 20.5882 | 21.6915 | 21.0511 | 21.2598
08/08/1982 08:00:00 | 12.7696 | 11.7273 | 12.2632 | 12.4159 | 12.4922 | 13.3061 | 13.0497 | 13.5025
08/08/1982 09:00:00 | 7.9862 | 6.8167 | 6.9416 | 6.7102 | 6.6734 | 6.8528 | 6.8795 | 7.217
08/08/1982 10:00:00 | 4.7069 | 3.7678 | 3.646 | 3.3702 | 3.3724 | 3.3876 | 3.5636 | 3.7676
08/08/1982 11:00:00 | 4.8481 | 4.7616 | 4.7488 | 4.8732 | 4.9777 | 5.1149 | 5.2104 | 5.2324
08/08/1982 12:00:00 | 9.1051 | 9.6253 | 9.5563 | 9.8442 | 9.9362 | 9.8979 | 9.3467 | 8.8902
08/08/1982 13:00:00 | 15.3241 | 15.8125 | 15.1577 | 14.8739 | 14.5007 | 13.6796 | 12.1627 | 10.7541
08/08/1982 14:00:00 | 20.7095 | 20.6974 | 19.5604 | 18.5928 | 17.8327 | 16.2015 | 14.4261 | 13.0415
08/08/1982 15:00:00 | 24.5327 | 24.5096 | 23.0164 | 21.8125 | 21.28 | 19.9369 | 19.4132 | 18.5185
08/08/1982 16:00:00 | 25.439 | 27.0361 | 25.9471 | 26.0224 | 26.6634 | 26.6884 | 27.518 | 26.9309
08/08/1982 17:00:00 | 30.7165 | 34.4627 | 33.8242 | 35.0666 | 36.8367 | 38.0098 | 40.1704 | 39.5484
08/08/1982 18:00:00 | 41.5874 | 45.2228 | 44.0711 | 44.7145 | 45.8017 | 46.368 | 48.5001 | 47.9742
08/08/1982 19:00:00 | 56.4341 | 59.1768 | 56.5184 | 55.8177 | 55.7922 | 54.7724 | 55.5645 | 54.3227
08/08/1982 20:00:00 | 76.3881 | 79.2728 | 75.0123 | 72.8917 | 71.6879 | 69.0233 | 68.8903 | 66.8118
08/08/1982 21:00:00 | 91.5687 | 96.5489 | 90.9671 | 88.3414 | 86.8443 | 83.4967 | 82.4096 | 79.6573
08/08/1982 22:00:00 | 101.1005 | 109.4094 | 105.8188 | 105.7539 | 107.6853 | 107.4907 | 110.8104 | 109.6306
08/08/1982 23:00:00 | 106.2092 | 115.1912 | 115.2179 | 117.7746 | 121.4818 | 126.9781 | 135.0442 | 139.556
09/08/1982 00:00:00 | 115.7433 | 120.4464 | 118.056 | 117.1507 | 116.7309 | 119.364 | 122.0501 | 125.4075
09/08/1982 01:00:00 | 119.9609 | 122.3153 | 119.1083 | 116.8919 | 116.5696 | 118.064 | 118.9743 | 120.4421
09/08/1982 02:00:00 | 107.985 | 110.067 | 108.8881 | 108.1775 | 108.5134 | 109.8435 | 108.7646 | 109.1273
09/08/1982 03:00:00 | 84.4421 | 84.3636 | 83.1199 | 82.5269 | 82.8236 | 83.2367 | 83.343 | 84.1016
09/08/1982 04:00:00 | 62.2154 | 63.1372 | 63.405 | 64.84 | 66.5454 | 68.863 | 71.0602 | 72.7362
09/08/1982 05:00:00 | 55.8482 | 59.59 | 61.676 | 64.6321 | 66.2542 | 68.148 | 69.3262 | 69.9277
09/08/1982 06:00:00 | 56.1438 | 59.384 | 61.0899 | 63.0328 | 63.7291 | 64.5337 | 65.1858 | 65.7352
09/08/1982 07:00:00 | 50.9106 | 53.058 | 53.8085 | 54.8456 | 55.471 | 56.1873 | 56.778 | 57.0973
09/08/1982 08:00:00 | 42.7746 | 44.5925 | 45.6686 | 47.2716 | 47.8857 | 48.9638 | 48.8896 | 49.0225
09/08/1982 09:00:00 | 38.6892 | 38.6013 | 39.7664 | 40.4973 | 40.0846 | 40.1396 | 38.8152 | 38.7473
09/08/1982 10:00:00 | 31.1797 | 29.555 | 29.9509 | 29.4375 | 28.2818 | 27.4005 | 26.2049 | 26.2083
09/08/1982 11:00:00 | 19.8547 | 17.8696 | 17.9729 | 16.9788 | 15.529 | 14.3707 | 13.0423 | 13.0523
09/08/1982 12:00:00 | 9.1434 | 7.5662 | 7.664 | 6.8528 | 5.6543 | 4.6186 | 3.1297 | 2.926
09/08/1982 13:00:00 | 1.3374 | 0.26511 | 0.24886 | 0 | 0 | 0 | 0 | 0
09/08/1982 14:00:00 | 0 | 0 | 0 | 0 | 0 | 0 | 0 | 0
09/08/1982 15:00:00 | 0 | 0 | 0 | 0 | 0 | 0 | 0 | 0
09/08/1982 16:00:00 | 0 | 0 | 0 | 0 | 0 | 0 | 0 | 0
09/08/1982 17:00:00 | 0 | 0 | 0 | 0 | 0 | 0 | 0 | 0
09/08/1982 18:00:00 | 0 | 0 | 0 | 0 | 0 | 0 | 0 | 0
09/08/1982 19:00:00 | 0 | 0 | 0 | 0 | 0 | 0 | 0 | 0
09/08/1982 20:00:00 | 0 | 0 | 0.026731 | 1.3557 | 2.5798 | 4.6656 | 6.7928 | 8.1916
09/08/1982 21:00:00 | 4.3247 | 8.7969 | 9.7626 | 13.6218 | 16.9895 | 21.6008 | 24.846 | 25.8566
09/08/1982 22:00:00 | 24.9574 | 33.5166 | 34.7507 | 40.9905 | 46.948 | 54.9994 | 59.9905 | 59.3966
09/08/1982 23:00:00 | 55.2046 | 64.9937 | 68.0839 | 75.2643 | 81.9392 | 90.2788 | 97.0804 | 97.3911
10/08/1982 00:00:00 | 80.0858 | 90.2453 | 94.3325 | 100.398 | 102.665 | 107.3596 | 118.6151 | 122.1459
10/08/1982 01:00:00 | 88.7591 | 96.1532 | 103.3676 | 110.8241 | 112.9242 | 120.8246 | 134.1348 | 144.5042
10/08/1982 02:00:00 | 72.7277 | 75.6868 | 85.0671 | 93.3142 | 94.8386 | 103.8969 | 110.0773 | 122.0419
10/08/1982 03:00:00 | 63.2921 | 65.0065 | 68.0354 | 70.8229 | 71.0966 | 76.4214 | 80.0334 | 86.6504
10/08/1982 04:00:00 | 70.8252 | 70.1701 | 68.1579 | 67.2083 | 69.0571 | 75.0585 | 81.7305 | 88.3012
10/08/1982 05:00:00 | 70.3996 | 68.7277 | 69.5022 | 71.4181 | 75.3133 | 84.6491 | 92.2772 | 100.4822
10/08/1982 06:00:00 | 65.9348 | 69.5319 | 73.5314 | 79.1037 | 82.7597 | 88.702 | 91.2678 | 93.7187
10/08/1982 07:00:00 | 74.9405 | 79.1519 | 79.9047 | 80.8656 | 80.9685 | 79.6966 | 77.8618 | 75.8055
10/08/1982 08:00:00 | 68.2791 | 66.4593 | 64.9447 | 63.1251 | 61.9872 | 59.7973 | 58.3492 | 57.1891
10/08/1982 09:00:00 | 46.0125 | 44.835 | 44.7822 | 44.4445 | 43.8777 | 43.412 | 43.0834 | 43.2286
10/08/1982 10:00:00 | 29.8372 | 29.4538 | 29.947 | 30.0338 | 29.6141 | 29.9225 | 29.5083 | 30.0556
10/08/1982 11:00:00 | 17.6193 | 16.3127 | 16.5255 | 16.0653 | 15.3272 | 15.3951 | 15.1216 | 15.969
10/08/1982 12:00:00 | 8.9958 | 7.3306 | 7.2622 | 6.498 | 5.6352 | 5.2721 | 4.7902 | 5.2487
10/08/1982 13:00:00 | 3.8909 | 1.7988 | 1.7026 | 1.0393 | 0.22043 | 0 | 0 | 0
10/08/1982 14:00:00 | 0.64126 | 0 | 0 | 0 | 0 | 0 | 0 | 0
10/08/1982 15:00:00 | 0 | 0 | 0 | 0 | 0 | 0 | 0 | 0
10/08/1982 16:00:00 | 0 | 0 | 0 | 0 | 0 | 0 | 0 | 0
10/08/1982 17:00:00 | 0 | 0 | 0 | 0 | 0 | 0 | 0 | 0
10/08/1982 18:00:00 | 0 | 0 | 0 | 0 | 0 | 0 | 0 | 0
10/08/1982 19:00:00 | 0 | 0 | 0 | 0 | 0 | 0 | 0 | 0
10/08/1982 20:00:00 | 0 | 0 | 0 | 0 | 0 | 0 | 0 | 0.20484
10/08/1982 21:00:00 | 0.50647 | 0.91555 | 0.99779 | 1.2959 | 1.7085 | 2.5694 | 3.6517 | 4.307
10/08/1982 22:00:00 | 4.5059 | 5.2359 | 5.5451 | 6.2016 | 6.9702 | 8.0837 | 9.2976 | 10.3985
10/08/1982 23:00:00 | 9.248 | 10.8161 | 11.4671 | 12.8583 | 14.1406 | 16.4389 | 18.3995 | 19.6009
11/08/1982 00:00:00 | 18.6284 | 21.5325 | 22.4637 | 24.8603 | 27.3189 | 31.3653 | 35.1681 | 37.2783
11/08/1982 01:00:00 | 29.4187 | 33.963 | 36.1009 | 40.5786 | 44.8864 | 51.9271 | 59.2045 | 63.9002
11/08/1982 02:00:00 | 37.4246 | 43.6316 | 47.732 | 54.1764 | 59.077 | 68.0885 | 75.0379 | 80.3185
11/08/1982 03:00:00 | 43.3101 | 50.3409 | 55.4862 | 62.9904 | 68.1566 | 77.5269 | 82.9977 | 87.2744
11/08/1982 04:00:00 | 47.7083 | 53.8627 | 59.175 | 66.0473 | 70.4524 | 79.0455 | 82.9997 | 86.7729
11/08/1982 05:00:00 | 49.4194 | 53.5801 | 58.5331 | 64.1258 | 67.6058 | 74.5477 | 77.5256 | 81.294
11/08/1982 06:00:00 | 46.0708 | 49.1857 | 53.551 | 57.5834 | 60.3711 | 66.3131 | 68.2801 | 71.4211
11/08/1982 07:00:00 | 37.5303 | 41.2145 | 44.6416 | 48.129 | 49.9138 | 54.0942 | 55.3261 | 57.7101
11/08/1982 08:00:00 | 27.044 | 31.2784 | 34.5266 | 37.7654 | 38.8608 | 41.7792 | 42.8403 | 44.9823
11/08/1982 09:00:00 | 17.4203 | 20.9593 | 24.2692 | 27.195 | 28.2132 | 30.847 | 32.1686 | 34.3317
11/08/1982 10:00:00 | 10.2738 | 12.9601 | 15.5814 | 18.2176 | 19.2637 | 21.868 | 23.4065 | 25.5604
11/08/1982 11:00:00 | 5.6956 | 7.5424 | 9.3361 | 11.6371 | 12.7456 | 15.2884 | 17.5056 | 20.0101
11/08/1982 12:00:00 | 1.6275 | 3.2994 | 5.1053 | 7.0644 | 8.2392 | 10.8513 | 13.3287 | 16.0062
11/08/1982 13:00:00 | 0.042124 | 1.106 | 2.2395 | 4.173 | 5.566 | 8.3388 | 10.8465 | 13.6045
11/08/1982 14:00:00 | 0 | 0.13303 | 1.1765 | 2.8092 | 4.2626 | 7.347 | 9.6461 | 12.7775
11/08/1982 15:00:00 | 0 | 0 | 0.25974 | 1.8586 | 3.5437 | 6.9654 | 9.3336 | 12.5523
11/08/1982 16:00:00 | 0 | 0 | 0 | 1.2387 | 2.9346 | 6.9622 | 10.191 | 13.9347
11/08/1982 17:00:00 | 0 | 0 | 0 | 0.21198 | 1.6817 | 6.099 | 9.6915 | 14.0388
11/08/1982 18:00:00 | 0 | 0 | 0 | 0 | 0.87296 | 5.0765 | 8.8438 | 13.2671
11/08/1982 19:00:00 | 0 | 0 | 0 | 0 | 0.77385 | 4.9875 | 8.9437 | 13.5262
11/08/1982 20:00:00 | 0 | 0 | 0 | 0 | 0.66075 | 4.5025 | 8.437 | 12.9896
11/08/1982 21:00:00 | 0 | 0 | 0 | 0.056295 | 0.88877 | 3.4994 | 6.8556 | 10.4666
11/08/1982 22:00:00 | 4.8318 | 4.9624 | 4.9415 | 5.0684 | 5.2261 | 6.0833 | 7.7232 | 9.5185
11/08/1982 23:00:00 | 16.1343 | 17.3995 | 17.7481 | 18.2542 | 18.0513 | 17.57 | 17.5087 | 17.542
12/08/1982 00:00:00 | 37.8039 | 38.8278 | 39.6049 | 40.7535 | 41.1472 | 41.4236 | 40.9881 | 40.3927
12/08/1982 01:00:00 | 74.0456 | 76.3555 | 76.8036 | 78.334 | 79.4147 | 81.0614 | 81.7665 | 81.945
12/08/1982 02:00:00 | 103.1572 | 110.7778 | 112.289 | 116.8646 | 120.3777 | 125.3702 | 128.7962 | 130.0858
12/08/1982 03:00:00 | 133.1965 | 144.3919 | 147.9809 | 155.0912 | 161.4751 | 169.5701 | 175.9203 | 178.4148
12/08/1982 04:00:00 | 149.8763 | 159.6665 | 165.1879 | 172.2868 | 177.7259 | 186.6166 | 194.21 | 199.5983
12/08/1982 05:00:00 | 145.3553 | 150.3876 | 152.688 | 155.4739 | 157.7791 | 162.9555 | 167.8405 | 171.987
12/08/1982 06:00:00 | 143.6423 | 144.4025 | 143.8427 | 141.4392 | 139.6 | 137.3708 | 136.7582 | 137.1053
12/08/1982 07:00:00 | 129.227 | 129.5904 | 131.2099 | 128.6953 | 124.7314 | 120.5348 | 117.978 | 118.7314
12/08/1982 08:00:00 | 109.5367 | 112.7812 | 116.3464 | 116.5855 | 113.2174 | 110.2686 | 108.296 | 110.0046
12/08/1982 09:00:00 | 97.4758 | 103.9757 | 107.7569 | 110.6334 | 110.5162 | 111.5135 | 112.8069 | 115.3163
12/08/1982 10:00:00 | 99.4526 | 111.0627 | 117.0204 | 122.7718 | 125.003 | 128.5346 | 130.5979 | 132.7824
12/08/1982 11:00:00 | 117.7258 | 120.3035 | 122.8301 | 123.6202 | 120.9579 | 119.8808 | 118.043 | 119.683
12/08/1982 12:00:00 | 127.9134 | 120.2153 | 112.3352 | 106.331 | 102.1461 | 98.9212 | 97.3518 | 97.1816
12/08/1982 13:00:00 | 161.7428 | 154.683 | 135.9207 | 124.1234 | 119.3403 | 111.2477 | 110.6371 | 106.0079
12/08/1982 14:00:00 | 190.0121 | 180.709 | 160.158 | 143.4886 | 134.4163 | 121.8388 | 121.752 | 118.6663
12/08/1982 15:00:00 | 170.3868 | 162.945 | 147.982 | 136.0947 | 128.2718 | 121.1382 | 121.4496 | 121.168
12/08/1982 16:00:00 | 171.1974 | 167.284 | 156.9897 | 150.031 | 146.0078 | 142.5848 | 141.7575 | 140.4478
12/08/1982 17:00:00 | 182.5422 | 180.2085 | 174.0919 | 171.1766 | 169.0236 | 167.0986 | 162.6351 | 158.7856
12/08/1982 18:00:00 | 187.5744 | 185.2129 | 178.3318 | 175.7883 | 173.8728 | 169.3451 | 159.6747 | 150.1652
12/08/1982 19:00:00 | 195.6745 | 192.0657 | 183.7369 | 179.1547 | 176.6277 | 165.9494 | 153.9575 | 140.0727
12/08/1982 20:00:00 | 191.0078 | 186.4078 | 182.3756 | 180.0926 | 181.3793 | 174.6797 | 168.6384 | 158.2028
12/08/1982 21:00:00 | 168.09 | 163.46 | 162.9182 | 162.6899 | 163.5631 | 162.4374 | 162.1645 | 160.8193
12/08/1982 22:00:00 | 124.8643 | 119.8655 | 121.0953 | 121.8681 | 119.8107 | 124.5124 | 130.4904 | 141.3022
12/08/1982 23:00:00 | 86.3762 | 83.894 | 92.0366 | 99.6957 | 102.5104 | 115.2454 | 125.4594 | 141.2671
13/08/1982 00:00:00 | 80.2161 | 82.0498 | 92.4626 | 102.5013 | 107.2833 | 117.7561 | 124.2524 | 133.2253
13/08/1982 01:00:00 | 80.0976 | 84.0639 | 90.837 | 97.249 | 100.3827 | 106.5233 | 111.6155 | 117.6079
13/08/1982 02:00:00 | 67.0921 | 69.9602 | 76.09 | 81.5459 | 83.793 | 89.8307 | 93.9971 | 99.7622
13/08/1982 03:00:00 | 66.8433 | 70.1577 | 73.5717 | 78.1368 | 80.117 | 85.724 | 87.865 | 91.4455
13/08/1982 04:00:00 | 89.6691 | 94.2103 | 93.636 | 95.3579 | 96.6695 | 99.2379 | 99.0983 | 98.5673
13/08/1982 05:00:00 | 116.7786 | 121.7617 | 121.1503 | 122.0311 | 123.2053 | 122.7888 | 121.816 | 119.2997
13/08/1982 06:00:00 | 129.6019 | 138.7869 | 139.4379 | 141.0269 | 143.1644 | 143.8573 | 144.2878 | 142.8521
13/08/1982 07:00:00 | 119.5837 | 132.5665 | 141.0016 | 148.3851 | 152.9169 | 160.0377 | 164.3251 | 168.8773
13/08/1982 08:00:00 | 129.3669 | 138.4171 | 146.952 | 156.1838 | 162.8228 | 177.967 | 188.2164 | 199.6005
13/08/1982 09:00:00 | 209.2356 | 214.0849 | 213.1606 | 215.1072 | 219.5869 | 227.3649 | 230.5449 | 232.7461
13/08/1982 10:00:00 | 237.5 | 237.5 | 237.5 | 237.5 | 237.5 | 237.5 | 237.5 | 237.5
13/08/1982 11:00:00 | 237.5 | 237.5 | 237.5 | 237.5 | 237.5 | 237.5 | 237.5 | 237.5
13/08/1982 12:00:00 | 237.5 | 237.5 | 237.5 | 237.5 | 237.5 | 237.5 | 237.5 | 237.5
13/08/1982 13:00:00 | 237.5 | 237.5 | 237.5 | 237.5 | 237.5 | 237.5 | 237.5 | 237.5
13/08/1982 14:00:00 | 237.5 | 237.5 | 237.5 | 237.5 | 237.5 | 237.5 | 237.5 | 237.5
13/08/1982 15:00:00 | 237.5 | 237.5 | 237.5 | 237.5 | 237.5 | 237.5 | 237.5 | 237.5
13/08/1982 16:00:00 | 237.5 | 237.5 | 237.5 | 237.5 | 237.5 | 237.5 | 237.5 | 237.5
13/08/1982 17:00:00 | 237.5 | 237.5 | 237.5 | 237.5 | 237.5 | 237.5 | 237.5 | 237.5
13/08/1982 18:00:00 | 237.5 | 237.5 | 237.5 | 237.5 | 237.5 | 237.5 | 237.5 | 237.5
13/08/1982 19:00:00 | 237.5 | 237.5 | 237.5 | 237.5 | 237.5 | 237.5 | 237.5 | 237.5
13/08/1982 20:00:00 | 237.5 | 237.5 | 237.5 | 237.5 | 237.5 | 237.5 | 237.5 | 237.5
13/08/1982 21:00:00 | 237.5 | 237.5 | 237.5 | 237.5 | 237.5 | 237.5 | 237.5 | 237.5
13/08/1982 22:00:00 | 237.5 | 237.5 | 237.5 | 237.5 | 237.5 | 231.0371 | 227.6122 | 221.8136
13/08/1982 23:00:00 | 225.8201 | 200.2395 | 189.2273 | 173.547 | 165.7181 | 150.4287 | 147.5687 | 144.7647
14/08/1982 00:00:00 | 116.5925 | 98.0466 | 94.3767 | 89.8779 | 89.4641 | 91.1617 | 93.7586 | 97.3506
14/08/1982 01:00:00 | 53.6289 | 49.9141 | 51.3724 | 54.3366 | 57.0009 | 63.0301 | 65.4908 | 67.6653
14/08/1982 02:00:00 | 38.6778 | 40.6514 | 42.1203 | 45.0385 | 47.0244 | 48.0885 | 48.8071 | 47.5383
14/08/1982 03:00:00 | 35.2278 | 35.9521 | 34.6964 | 34.5819 | 35.4955 | 35.8361 | 37.3404 | 36.8568
14/08/1982 04:00:00 | 26.8666 | 27.3497 | 26.8036 | 27.015 | 28.1061 | 29.3425 | 30.8892 | 31.2065
14/08/1982 05:00:00 | 23.4798 | 23.8435 | 23.8985 | 24.2476 | 24.8018 | 25.5453 | 26.3727 | 26.7859
14/08/1982 06:00:00 | 21.9553 | 21.6072 | 21.5695 | 21.4684 | 21.5033 | 21.9356 | 22.2638 | 22.7577
14/08/1982 07:00:00 | 17.1019 | 16.9949 | 17.3179 | 17.5154 | 17.626 | 18.0724 | 18.1251 | 18.4257
14/08/1982 08:00:00 | 9.7321 | 9.5442 | 9.696 | 9.739 | 9.7771 | 9.9818 | 9.9186 | 10.0249
14/08/1982 09:00:00 | 5.473 | 5.2517 | 5.2074 | 5.0775 | 5.0442 | 5.0669 | 4.9119 | 4.8751
14/08/1982 10:00:00 | 2.8979 | 2.9182 | 3.2489 | 3.3707 | 3.2989 | 3.2425 | 2.8498 | 2.7246
14/08/1982 11:00:00 | 1.8282 | 1.7787 | 2.3295 | 2.5206 | 2.2628 | 2.0596 | 1.6861 | 1.6866
14/08/1982 12:00:00 | 2.7476 | 2.3542 | 2.8638 | 2.7935 | 2.4076 | 2.0595 | 1.7311 | 1.7971
14/08/1982 13:00:00 | 1.8664 | 1.4977 | 1.755 | 1.6691 | 1.4726 | 1.334 | 1.1792 | 1.3171
14/08/1982 14:00:00 | 0 | 0 | 0 | 0 | 0 | 0 | 0 | 0
14/08/1982 15:00:00 | 0 | 0 | 0 | 0 | 0 | 0 | 0 | 0
14/08/1982 16:00:00 | 0 | 0 | 0 | 0 | 0 | 0 | 0 | 0
14/08/1982 17:00:00 | 0 | 0 | 0 | 0 | 0 | 0 | 0 | 0
14/08/1982 18:00:00 | 2.5987 | 1.8284 | 1.0771 | 0.50649 | 0.39898 | 0 | 0 | 0
14/08/1982 19:00:00 | 10.7962 | 10.256 | 9.1059 | 8.4608 | 8.3269 | 7.772 | 7.8089 | 7.4905
14/08/1982 20:00:00 | 18.4757 | 18.771 | 18.0207 | 17.5484 | 17.4416 | 16.7084 | 16.579 | 16.0121
14/08/1982 21:00:00 | 23.6754 | 23.7982 | 22.7263 | 22.2626 | 22.6556 | 22.8575 | 23.629 | 23.6904
14/08/1982 22:00:00 | 34.9289 | 35.3468 | 33.4242 | 32.8363 | 33.8533 | 34.6721 | 35.6407 | 35.2511
14/08/1982 23:00:00 | 53.7689 | 54.5245 | 52.9976 | 53.0138 | 54.8397 | 55.7031 | 56.6493 | 55.3216
15/08/1982 00:00:00 | 65.5366 | 65.4635 | 65.4254 | 66.0245 | 67.4597 | 68.2747 | 69.4653 | 69.1384
15/08/1982 01:00:00 | 56.5088 | 57.3588 | 59.662 | 62.4076 | 64.607 | 68.751 | 71.3401 | 73.867
15/08/1982 02:00:00 | 46.6473 | 47.3857 | 49.629 | 52.3902 | 54.2055 | 58.6577 | 61.4366 | 64.5814
15/08/1982 03:00:00 | 51.7107 | 53.2867 | 52.7192 | 53.9858 | 55.2467 | 57.3901 | 57.7006 | 57.6442
15/08/1982 04:00:00 | 62.1029 | 65.9322 | 66.1883 | 68.448 | 71.253 | 74.0067 | 76.065 | 75.5754
15/08/1982 05:00:00 | 74.0729 | 79.9167 | 84.0926 | 88.9693 | 92.8382 | 97.223 | 101.1579 | 103.0507
15/08/1982 06:00:00 | 86.1038 | 92.8789 | 98.3924 | 103.7274 | 105.2553 | 109.4679 | 110.7193 | 113.391
15/08/1982 07:00:00 | 87.6556 | 94.4914 | 100.1839 | 105.6095 | 107.4636 | 114.2785 | 116.2371 | 120.8773
15/08/1982 08:00:00 | 92.1591 | 98.0195 | 102.7099 | 107.883 | 110.353 | 117.2377 | 119.4114 | 123.4085
15/08/1982 09:00:00 | 131.1038 | 135.4083 | 133.942 | 133.4592 | 133.2078 | 131.9976 | 129.9103 | 127.4005
15/08/1982 10:00:00 | 159.6787 | 165.6803 | 166.5462 | 167.4536 | 167.5824 | 166.0572 | 164.207 | 161.8461
15/08/1982 11:00:00 | 165.8726 | 174.4092 | 179.0528 | 184.2418 | 187.5921 | 193.0639 | 195.6512 | 198.1074
15/08/1982 12:00:00 | 188.6176 | 198.4147 | 198.9072 | 204.9309 | 214.0265 | 225.8576 | 230.6757 | 232.1721
15/08/1982 13:00:00 | 212.3867 | 226.5366 | 227.7836 | 231.6234 | 235.536 | 237.5 | 237.5 | 237.5
15/08/1982 14:00:00 | 237.2932 | 237.5 | 237.5 | 237.5 | 237.5 | 237.5 | 237.5 | 237.5
15/08/1982 15:00:00 | 237.5 | 237.5 | 237.5 | 237.5 | 237.5 | 237.5 | 237.5 | 237.5
15/08/1982 16:00:00 | 237.5 | 237.5 | 237.5 | 237.5 | 237.5 | 237.5 | 237.5 | 237.5
15/08/1982 17:00:00 | 237.5 | 237.5 | 237.5 | 237.5 | 237.5 | 237.5 | 237.5 | 237.5
15/08/1982 18:00:00 | 237.5 | 237.5 | 237.5 | 237.5 | 237.5 | 237.5 | 237.5 | 237.5
15/08/1982 19:00:00 | 237.5 | 237.5 | 237.5 | 237.5 | 237.5 | 237.5 | 237.5 | 237.5
15/08/1982 20:00:00 | 237.5 | 237.5 | 237.5 | 237.5 | 237.5 | 237.5 | 237.5 | 237.5
15/08/1982 21:00:00 | 237.5 | 237.5 | 237.5 | 237.5 | 237.5 | 237.5 | 237.5 | 237.5
15/08/1982 22:00:00 | 237.5 | 237.5 | 237.5 | 237.5 | 237.5 | 237.5 | 237.0602 | 232.8351
15/08/1982 23:00:00 | 237.5 | 237.5 | 237.5 | 237.5 | 234.7695 | 228.2228 | 222.5804 | 215.764
16/08/1982 00:00:00 | 237.5 | 237.5 | 237.1291 | 231.0849 | 226.8566 | 212.1786 | 205.6294 | 198.6899
16/08/1982 01:00:00 | 237.5 | 237.5 | 231.9643 | 224.8113 | 215.5544 | 198.9468 | 188.9215 | 179.1893
16/08/1982 02:00:00 | 230.9865 | 229.4878 | 219.9755 | 206.9031 | 197.4274 | 178.0982 | 165.6304 | 153.012
16/08/1982 03:00:00 | 218.4192 | 213.6033 | 200.5146 | 186.1936 | 177.4349 | 158.5885 | 147.6428 | 135.4941
16/08/1982 04:00:00 | 195.8277 | 188.7765 | 176.2539 | 164.6577 | 159.2128 | 146.8644 | 142.4512 | 135.1476
16/08/1982 05:00:00 | 188.9956 | 184.7852 | 176.8684 | 169.0056 | 166.4213 | 160.5464 | 159.25 | 156.1694
16/08/1982 06:00:00 | 178.5329 | 180.4607 | 181.4586 | 180.7548 | 180.2813 | 178.8281 | 177.4079 | 176.7582
16/08/1982 07:00:00 | 168.8841 | 173.1964 | 175.7435 | 177.4352 | 177.5015 | 177.0985 | 175.977 | 175.5653
16/08/1982 08:00:00 | 174.1797 | 179.1886 | 179.6849 | 179.603 | 178.914 | 177.4844 | 175.7271 | 174.6211
16/08/1982 09:00:00 | 169.8629 | 179.0414 | 183.7728 | 188.2549 | 190.872 | 193.7903 | 193.821 | 193.9692
16/08/1982 10:00:00 | 174.6443 | 187.1423 | 195.38 | 203.9296 | 209.1392 | 216.418 | 219.1327 | 221.5071
16/08/1982 11:00:00 | 181.6911 | 195.2119 | 204.5863 | 213.7195 | 219.6326 | 227.9016 | 230.119 | 232.2501
16/08/1982 12:00:00 | 176.6506 | 192.0838 | 201.8571 | 212.3307 | 219.5611 | 228.7358 | 232.2685 | 235.1358
16/08/1982 13:00:00 | 162.5918 | 182.0189 | 195.1962 | 209.6793 | 218.6805 | 229.7614 | 234.4148 | 237.5
16/08/1982 14:00:00 | 153.6338 | 176.6979 | 192.4836 | 210.0938 | 219.943 | 231.5056 | 236.7584 | 237.5
16/08/1982 15:00:00 | 180.4517 | 202.9681 | 216.0892 | 229.117 | 233.2294 | 237.5 | 237.5 | 237.5
16/08/1982 16:00:00 | 222.1276 | 233.8529 | 237.5 | 237.5 | 237.5 | 237.5 | 237.5 | 237.5
16/08/1982 17:00:00 | 233.6466 | 237.5 | 237.5 | 237.5 | 237.5 | 237.5 | 237.5 | 237.5
16/08/1982 18:00:00 | 237.5 | 237.5 | 237.5 | 237.5 | 237.5 | 237.5 | 237.5 | 237.5
16/08/1982 19:00:00 | 237.5 | 237.5 | 237.5 | 237.5 | 237.5 | 237.5 | 237.5 | 237.5
16/08/1982 20:00:00 | 237.5 | 237.5 | 237.5 | 237.5 | 237.5 | 237.5 | 237.5 | 237.5
16/08/1982 21:00:00 | 237.1086 | 237.5 | 237.5 | 237.5 | 237.5 | 237.5 | 237.5 | 237.5
16/08/1982 22:00:00 | 231.1446 | 234.7519 | 236.6369 | 237.5 | 237.5 | 237.5 | 236.9154 | 236.8292
16/08/1982 23:00:00 | 226.4261 | 229.2407 | 230.3121 | 230.9238 | 230.3304 | 229.5417 | 228.1012 | 227.5422
17/08/1982 00:00:00 | 219.634 | 225.3537 | 226.6827 | 227.1132 | 226.634 | 225.0119 | 221.1989 | 218.9231
17/08/1982 01:00:00 | 203.4648 | 207.3441 | 210.445 | 212.88 | 212.585 | 212.9794 | 211.425 | 211.7228
17/08/1982 02:00:00 | 180.5974 | 184.7391 | 185.1073 | 187.2263 | 188.1168 | 190.0088 | 191.4521 | 192.7702
17/08/1982 03:00:00 | 178.2118 | 191.0677 | 189.5745 | 193.0963 | 195.9365 | 195.9075 | 196.888 | 193.5561
17/08/1982 04:00:00 | 185.5365 | 203.1865 | 201.8281 | 204.7402 | 204.6985 | 200.0089 | 199.3618 | 194.5725
17/08/1982 05:00:00 | 181.8172 | 192.2 | 185.0843 | 182.3775 | 179.1018 | 173.8165 | 170.6774 | 166.1974
17/08/1982 06:00:00 | 178.5024 | 180.8041 | 170.4867 | 163.992 | 160.3918 | 152.2801 | 145.2095 | 136.5445
17/08/1982 07:00:00 | 171.9387 | 164.8051 | 157.6662 | 148.7456 | 143.6089 | 131.8177 | 127.7773 | 123.0653
17/08/1982 08:00:00 | 129.4037 | 118.0872 | 116.3583 | 111.1346 | 106.8825 | 101.2145 | 100.2496 | 100.4956
17/08/1982 09:00:00 | 91.6906 | 85.3149 | 84.8895 | 83.4774 | 80.9301 | 77.0561 | 73.2511 | 71.2126
17/08/1982 10:00:00 | 86.5119 | 80.0144 | 78.1665 | 75.3367 | 72.0226 | 66.4041 | 61.1164 | 57.1264
17/08/1982 11:00:00 | 91.6519 | 82.8375 | 78.9069 | 74.2132 | 70.8914 | 64.9022 | 61.0474 | 57.4979
17/08/1982 12:00:00 | 91.4556 | 81.7941 | 77.5967 | 72.4029 | 69.393 | 65.8452 | 65.3565 | 65.4002
17/08/1982 13:00:00 | 93.1274 | 83.0776 | 79.1168 | 74.0442 | 70.1269 | 68.1902 | 68.7194 | 71.0236
17/08/1982 14:00:00 | 121.7277 | 111.1364 | 99.5108 | 89.8779 | 82.7772 | 75.6338 | 72.9651 | 71.5197
17/08/1982 15:00:00 | 185.4321 | 182.2085 | 156.0257 | 137.5822 | 126.406 | 107.1583 | 98.3795 | 86.456
17/08/1982 16:00:00 | 226.8254 | 230.4654 | 220.2905 | 212.5555 | 209.139 | 188.7407 | 173.639 | 149.875
17/08/1982 17:00:00 | 233.3103 | 237.5 | 237.5 | 237.5 | 237.5 | 237.5 | 237.5 | 234.9
17/08/1982 18:00:00 | 237.5 | 237.5 | 237.5 | 237.5 | 237.5 | 237.5 | 237.5 | 237.5
17/08/1982 19:00:00 | 237.5 | 237.5 | 237.5 | 237.5 | 237.5 | 237.5 | 237.5 | 237.5
17/08/1982 20:00:00 | 237.5 | 237.5 | 237.5 | 237.5 | 237.5 | 237.5 | 237.5 | 237.5
17/08/1982 21:00:00 | 237.5 | 237.5 | 237.5 | 237.5 | 237.5 | 237.5 | 237.5 | 237.5
17/08/1982 22:00:00 | 237.5 | 237.5 | 237.5 | 237.5 | 237.5 | 237.5 | 237.5 | 237.5
17/08/1982 23:00:00 | 237.5 | 237.5 | 237.5 | 237.5 | 237.5 | 237.5 | 237.5 | 237.5
18/08/1982 00:00:00 | 237.5 | 237.5 | 237.5 | 237.5 | 237.5 | 237.5 | 237.5 | 237.5
18/08/1982 01:00:00 | 237.5 | 237.5 | 237.5 | 237.5 | 237.5 | 237.5 | 237.5 | 237.5
18/08/1982 02:00:00 | 237.5 | 237.5 | 237.5 | 237.5 | 237.5 | 237.5 | 237.5 | 237.5
18/08/1982 03:00:00 | 237.5 | 237.5 | 237.5 | 237.5 | 237.5 | 237.5 | 237.5 | 237.5
18/08/1982 04:00:00 | 237.5 | 237.5 | 237.5 | 237.5 | 237.5 | 237.5 | 237.5 | 237.5
18/08/1982 05:00:00 | 237.5 | 237.5 | 237.5 | 237.5 | 237.5 | 237.5 | 237.5 | 237.5
18/08/1982 06:00:00 | 237.5 | 237.5 | 237.5 | 237.5 | 237.5 | 237.5 | 237.5 | 237.5
18/08/1982 07:00:00 | 237.5 | 237.5 | 237.5 | 237.5 | 237.5 | 237.5 | 237.5 | 237.5
18/08/1982 08:00:00 | 237.5 | 237.5 | 237.5 | 237.5 | 237.5 | 237.5 | 237.5 | 237.5
18/08/1982 09:00:00 | 237.5 | 237.5 | 237.5 | 237.5 | 237.5 | 237.5 | 237.5 | 237.5
18/08/1982 10:00:00 | 237.5 | 237.5 | 237.5 | 237.5 | 237.5 | 237.5 | 237.5 | 237.5
18/08/1982 11:00:00 | 237.5 | 237.5 | 237.5 | 237.5 | 237.5 | 237.5 | 237.5 | 237.5
18/08/1982 12:00:00 | 237.5 | 237.5 | 237.5 | 237.5 | 237.5 | 237.5 | 237.5 | 237.5
18/08/1982 13:00:00 | 237.5 | 237.5 | 237.5 | 237.5 | 237.5 | 237.5 | 237.5 | 237.5
18/08/1982 14:00:00 | 237.5 | 237.5 | 237.5 | 237.5 | 237.5 | 237.5 | 237.5 | 237.5
18/08/1982 15:00:00 | 237.5 | 237.5 | 237.5 | 237.5 | 237.5 | 237.5 | 237.5 | 237.5
18/08/1982 16:00:00 | 237.5 | 237.5 | 237.5 | 237.5 | 237.5 | 237.5 | 237.5 | 237.5
18/08/1982 17:00:00 | 237.5 | 237.5 | 237.5 | 237.5 | 237.5 | 237.5 | 237.5 | 237.5
18/08/1982 18:00:00 | 237.5 | 237.5 | 237.5 | 237.5 | 237.5 | 237.5 | 237.5 | 237.5
18/08/1982 19:00:00 | 237.5 | 237.5 | 237.5 | 237.5 | 237.5 | 237.5 | 237.5 | 237.5
18/08/1982 20:00:00 | 237.5 | 237.5 | 237.5 | 237.5 | 237.5 | 237.5 | 237.5 | 237.5
18/08/1982 21:00:00 | 237.5 | 237.5 | 237.5 | 237.5 | 237.5 | 237.5 | 237.5 | 237.5
18/08/1982 22:00:00 | 237.5 | 237.5 | 235.2865 | 227.8529 | 222.5214 | 202.6415 | 183.9759 | 165.0392
18/08/1982 23:00:00 | 186.8093 | 177.532 | 144.3447 | 127.0349 | 126.0985 | 119.455 | 109.5964 | 96.6434
19/08/1982 00:00:00 | 152.7393 | 158.0752 | 139.8504 | 133.5336 | 139.1321 | 143.6353 | 142.965 | 133.7275
19/08/1982 01:00:00 | 151.6793 | 153.8215 | 150.1863 | 147.5079 | 150.0172 | 151.5485 | 154.4221 | 153.7811
19/08/1982 02:00:00 | 125.0678 | 125.2939 | 127.4918 | 128.727 | 128.6316 | 130.0679 | 131.5412 | 134.3741
19/08/1982 03:00:00 | 121.2776 | 123.7777 | 126.0298 | 128.992 | 130.7399 | 134.6551 | 136.474 | 138.6328
19/08/1982 04:00:00 | 127.2028 | 129.1666 | 130.225 | 131.6612 | 133.1572 | 135.6534 | 136.7803 | 137.712
19/08/1982 05:00:00 | 124.5259 | 125.6536 | 125.9787 | 126.3096 | 127.1459 | 129.7157 | 132.585 | 135.2772
19/08/1982 06:00:00 | 118.707 | 117.2628 | 118.5518 | 119.2007 | 120.5045 | 124.5247 | 128.3144 | 133.0492
19/08/1982 07:00:00 | 109.7099 | 109.3307 | 112.4508 | 115.273 | 117.4806 | 122.529 | 126.2242 | 130.571
19/08/1982 08:00:00 | 99.7317 | 102.4752 | 105.8547 | 109.9959 | 111.9601 | 116.6254 | 120.1548 | 123.9087
19/08/1982 09:00:00 | 88.1967 | 91.0332 | 94.9479 | 98.3238 | 99.5371 | 103.3396 | 105.8013 | 109.9588
19/08/1982 10:00:00 | 79.9101 | 82.1946 | 86.4639 | 89.7198 | 90.9452 | 94.7251 | 96.8643 | 100.6757
19/08/1982 11:00:00 | 83.7195 | 86.4605 | 92.082 | 96.2187 | 98.0999 | 102.1227 | 104.6433 | 108.7477
19/08/1982 12:00:00 | 97.0564 | 100.0908 | 106.393 | 111.6184 | 114.3962 | 120.0058 | 123.3823 | 128.1579
19/08/1982 13:00:00 | 108.7675 | 111.3207 | 117.3379 | 121.3892 | 123.9453 | 130.5054 | 135.06 | 141.2601
19/08/1982 14:00:00 | 126.1519 | 128.434 | 132.4716 | 135.3331 | 136.7444 | 142.4931 | 145.6914 | 150.8099
19/08/1982 15:00:00 | 168.2749 | 177.0071 | 178.6594 | 181.8096 | 183.4368 | 186.2868 | 185.0406 | 184.0055
19/08/1982 16:00:00 | 220.5102 | 231.2961 | 233.7301 | 237.5 | 237.5 | 237.5 | 237.5 | 237.5
19/08/1982 17:00:00 | 237.5 | 237.5 | 237.5 | 237.5 | 237.5 | 237.5 | 237.5 | 237.5
19/08/1982 18:00:00 | 237.5 | 237.5 | 237.5 | 237.5 | 237.5 | 237.5 | 237.5 | 237.5
19/08/1982 19:00:00 | 237.5 | 237.5 | 237.5 | 237.5 | 237.5 | 237.5 | 237.5 | 237.5
19/08/1982 20:00:00 | 237.5 | 237.5 | 237.5 | 237.5 | 237.5 | 237.5 | 237.5 | 237.5
19/08/1982 21:00:00 | 237.5 | 237.5 | 237.5 | 237.5 | 237.5 | 237.5 | 237.5 | 237.5
19/08/1982 22:00:00 | 237.5 | 237.5 | 237.5 | 237.5 | 237.5 | 237.5 | 237.5 | 237.5
19/08/1982 23:00:00 | 237.5 | 237.5 | 237.5 | 237.5 | 237.5 | 237.5 | 237.5 | 237.5
20/08/1982 00:00:00 | 237.5 | 237.5 | 237.5 | 237.5 | 237.5 | 237.5 | 237.5 | 237.5
20/08/1982 01:00:00 | 237.5 | 237.5 | 237.5 | 237.5 | 237.5 | 237.5 | 237.5 | 237.5
20/08/1982 02:00:00 | 237.5 | 237.5 | 237.5 | 237.5 | 237.5 | 237.5 | 237.5 | 237.5
20/08/1982 03:00:00 | 237.5 | 237.5 | 237.5 | 237.5 | 237.5 | 237.5 | 237.5 | 237.5
20/08/1982 04:00:00 | 236.8078 | 236.1803 | 237.0076 | 237.203 | 236.8739 | 237.0419 | 236.7853 | 237.3524
20/08/1982 05:00:00 | 233.7621 | 232.2824 | 232.6594 | 232.1837 | 231.4215 | 231.4031 | 231.6789 | 232.9823
20/08/1982 06:00:00 | 231.5342 | 230.2834 | 229.8771 | 229.0027 | 228.5221 | 229.2391 | 230.2621 | 232.0377
20/08/1982 07:00:00 | 227.1184 | 224.6686 | 223.7338 | 222.1078 | 221.4348 | 223.103 | 226.421 | 228.4451
20/08/1982 08:00:00 | 210.3662 | 209.8791 | 211.5962 | 212.7148 | 212.7931 | 215.2707 | 218.2516 | 222.0682
20/08/1982 09:00:00 | 204.8749 | 207.2081 | 209.1891 | 210.8122 | 211.2899 | 213.2122 | 214.6157 | 216.5891
20/08/1982 10:00:00 | 198.1282 | 201.4429 | 203.3195 | 204.4944 | 204.4596 | 204.127 | 203.0881 | 202.5098
20/08/1982 11:00:00 | 172.284 | 175.9819 | 178.941 | 181.6114 | 181.4335 | 182.0719 | 180.7222 | 180.9631
20/08/1982 12:00:00 | 162.1449 | 163.8187 | 167.101 | 169.2972 | 169.266 | 170.9621 | 170.3514 | 171.9217
20/08/1982 13:00:00 | 175.094 | 175.0428 | 179.3033 | 180.9752 | 181.3446 | 182.9614 | 182.4494 | 184.1921
20/08/1982 14:00:00 | 186.1662 | 186.1756 | 191.7995 | 193.4697 | 192.7818 | 193.025 | 190.8787 | 192.3099
20/08/1982 15:00:00 | 192.5141 | 192.9696 | 199.1649 | 200.6849 | 199.6096 | 198.7932 | 194.8919 | 195.2399
20/08/1982 16:00:00 | 189.3592 | 191.7444 | 198.845 | 201.6378 | 201.4449 | 200.7533 | 197.4519 | 197.4098
20/08/1982 17:00:00 | 184.0783 | 189.984 | 198.2573 | 202.5914 | 203.7453 | 204.8698 | 204.8998 | 206.7193
20/08/1982 18:00:00 | 189.6181 | 196.0974 | 205.6693 | 211.2496 | 214.2176 | 219.483 | 223.4535 | 227.6737
20/08/1982 19:00:00 | 207.3636 | 214.0728 | 226.8827 | 231.7307 | 235.3248 | 237.5 | 237.5 | 237.5
20/08/1982 20:00:00 | 237.5 | 237.5 | 237.5 | 237.5 | 237.5 | 237.5 | 237.5 | 237.5
20/08/1982 21:00:00 | 237.5 | 237.5 | 237.5 | 237.5 | 237.5 | 237.5 | 237.5 | 237.5
20/08/1982 22:00:00 | 237.5 | 237.5 | 237.5 | 237.5 | 237.5 | 237.5 | 237.5 | 237.5
20/08/1982 23:00:00 | 237.5 | 237.5 | 237.5 | 237.5 | 237.5 | 237.5 | 237.5 | 237.5
21/08/1982 00:00:00 | 237.5 | 237.5 | 237.5 | 237.5 | 237.5 | 237.5 | 237.5 | 237.5
21/08/1982 01:00:00 | 237.5 | 237.5 | 237.5 | 237.5 | 237.5 | 237.5 | 237.5 | 237.5
21/08/1982 02:00:00 | 237.5 | 237.5 | 237.5 | 237.5 | 237.5 | 237.5 | 237.5 | 237.5
21/08/1982 03:00:00 | 237.5 | 237.5 | 237.5 | 237.5 | 237.5 | 237.5 | 237.5 | 237.5
21/08/1982 04:00:00 | 237.5 | 237.5 | 237.5 | 237.5 | 237.5 | 237.5 | 237.5 | 237.5
21/08/1982 05:00:00 | 226.4421 | 227.2588 | 228.6109 | 229.5556 | 229.7513 | 230.7746 | 231.0071 | 231.9125
21/08/1982 06:00:00 | 206.1188 | 206.0964 | 208.1252 | 208.9106 | 208.7225 | 209.8955 | 211.1008 | 213.5033
21/08/1982 07:00:00 | 191.35 | 190.4758 | 191.664 | 191.6339 | 190.9578 | 191.2924 | 192.3567 | 194.4466
21/08/1982 08:00:00 | 175.169 | 175.6408 | 176.2106 | 176.3243 | 175.5878 | 175.0714 | 174.5355 | 174.7091
21/08/1982 09:00:00 | 164.3801 | 165.6421 | 165.9925 | 166.2239 | 165.4551 | 163.9761 | 162.0265 | 160.5408
21/08/1982 10:00:00 | 156.2551 | 153.9059 | 153.5762 | 152.2059 | 150.5827 | 147.8022 | 144.8972 | 142.9941
21/08/1982 11:00:00 | 147.4846 | 143.673 | 142.3188 | 139.559 | 137.0151 | 133.1708 | 129.4349 | 127.2632
21/08/1982 12:00:00 | 150.4352 | 147.5787 | 145.6902 | 142.3773 | 139.6782 | 135.1047 | 130.5943 | 127.4924
21/08/1982 13:00:00 | 154.3159 | 150.9475 | 150.0995 | 147.3542 | 145.8509 | 142.1438 | 138.5565 | 135.7691
21/08/1982 14:00:00 | 143.414 | 141.3328 | 143.8036 | 143.2646 | 142.8692 | 140.0485 | 137.1277 | 135.1089
21/08/1982 15:00:00 | 118.9836 | 118.2282 | 123.7573 | 125.8772 | 126.8396 | 126.015 | 123.2993 | 121.9459
21/08/1982 16:00:00 | 101.1485 | 98.8062 | 106.1491 | 110.7612 | 112.7381 | 114.5335 | 114.4696 | 116.0919
21/08/1982 17:00:00 | 104.301 | 97.1439 | 101.2334 | 102.8807 | 101.7882 | 103.7782 | 105.5848 | 111.0282
21/08/1982 18:00:00 | 138.1017 | 124.3056 | 114.7418 | 105.7441 | 99.4704 | 96.403 | 95.0228 | 96.9239
21/08/1982 19:00:00 | 178.9686 | 164.4523 | 143.2711 | 123.6675 | 110.723 | 96.3608 | 88.4045 | 83.6503
21/08/1982 20:00:00 | 170.262 | 153.03 | 131.9484 | 112.5999 | 100.383 | 85.5594 | 80.6772 | 76.955
21/08/1982 21:00:00 | 132.7763 | 118.7222 | 101.8196 | 88.8431 | 81.9817 | 75.2657 | 75.2719 | 75.2388
21/08/1982 22:00:00 | 130.2406 | 125.9675 | 111.114 | 101.2875 | 96.1927 | 89.3954 | 85.2898 | 81.1072
21/08/1982 23:00:00 | 131.5863 | 126.6591 | 114.9473 | 105.2902 | 102.6363 | 99.0264 | 100.2231 | 99.9049
22/08/1982 00:00:00 | 104.1186 | 98.1136 | 96.8949 | 94.8622 | 96.0624 | 101.4507 | 110.8101 | 120.3855
22/08/1982 01:00:00 | 88.8373 | 86.6739 | 92.5948 | 97.4437 | 99.8139 | 107.4901 | 113.048 | 121.183
22/08/1982 02:00:00 | 87.1729 | 85.8033 | 90.9124 | 95.1743 | 96.6733 | 101.467 | 104.0125 | 108.9056
22/08/1982 03:00:00 | 77.0478 | 75.1182 | 80.4396 | 84.0532 | 85.1165 | 88.7519 | 92.1137 | 97.108
22/08/1982 04:00:00 | 64.8501 | 62.291 | 66.4766 | 69.2044 | 69.8598 | 74.5627 | 79.1154 | 85.8113
22/08/1982 05:00:00 | 70.5798 | 68.7687 | 70.1376 | 71.4051 | 72.0475 | 78.1486 | 82.7143 | 89.5103
22/08/1982 06:00:00 | 96.7732 | 95.0759 | 94.4286 | 94.2798 | 94.126 | 98.3755 | 101.2548 | 105.945
22/08/1982 07:00:00 | 124.4362 | 122.1244 | 120.5395 | 119.0856 | 117.8059 | 119.1681 | 120.0471 | 122.4997
22/08/1982 08:00:00 | 140.4511 | 138.5494 | 137.1987 | 135.7202 | 134.0175 | 134.6654 | 134.1527 | 135.7164
22/08/1982 09:00:00 | 146.2468 | 143.9319 | 143.4717 | 142.308 | 140.451 | 140.1061 | 138.595 | 139.2898
22/08/1982 10:00:00 | 151.5231 | 148.1273 | 147.1116 | 144.9897 | 142.8888 | 141.5279 | 139.5174 | 139.5232
22/08/1982 11:00:00 | 159.259 | 157.4533 | 155.3878 | 152.256 | 148.9087 | 145.6914 | 142.53 | 141.5727
22/08/1982 12:00:00 | 160.0809 | 162.3683 | 160.8006 | 158.9438 | 154.8312 | 149.6982 | 144.3552 | 141.1514
22/08/1982 13:00:00 | 164.2433 | 173.0678 | 173.7857 | 176.4824 | 177.8205 | 177.0784 | 175.3431 | 172.157
22/08/1982 14:00:00 | 177.3339 | 194.7676 | 199.3235 | 207.6677 | 214.0559 | 220.6372 | 225.8011 | 226.8532
22/08/1982 15:00:00 | 202.8947 | 224.32 | 229.1759 | 234.5887 | 237.5 | 237.5 | 237.5 | 237.5
22/08/1982 16:00:00 | 231.2788 | 237.5 | 237.5 | 237.5 | 237.5 | 237.5 | 237.5 | 237.5
22/08/1982 17:00:00 | 237.5 | 237.5 | 237.5 | 237.5 | 237.5 | 237.5 | 237.5 | 237.5
22/08/1982 18:00:00 | 237.5 | 237.5 | 237.5 | 237.5 | 237.5 | 237.5 | 237.5 | 237.5
22/08/1982 19:00:00 | 237.5 | 237.5 | 237.5 | 237.5 | 237.5 | 237.5 | 237.5 | 237.5
22/08/1982 20:00:00 | 237.5 | 237.5 | 237.5 | 237.5 | 237.5 | 237.5 | 237.5 | 237.5
22/08/1982 21:00:00 | 237.5 | 237.5 | 237.5 | 237.5 | 237.5 | 237.5 | 237.5 | 237.5
22/08/1982 22:00:00 | 237.5 | 237.5 | 237.5 | 237.5 | 237.5 | 237.5 | 237.5 | 237.5
22/08/1982 23:00:00 | 230.4234 | 237.5 | 237.5 | 237.5 | 237.5 | 237.5 | 237.5 | 237.5
23/08/1982 00:00:00 | 218.8334 | 231.4143 | 235.5108 | 237.5 | 237.5 | 237.5 | 237.5 | 237.5
23/08/1982 01:00:00 | 212.2151 | 228.0127 | 231.9783 | 236.3647 | 237.5 | 237.5 | 237.5 | 237.1059
23/08/1982 02:00:00 | 201.1385 | 213.8185 | 221.5732 | 227.8817 | 228.657 | 228.929 | 226.3343 | 222.6464
23/08/1982 03:00:00 | 177.1525 | 188.8776 | 192.8209 | 196.5107 | 192.8381 | 185.332 | 174.2134 | 166.1859
23/08/1982 04:00:00 | 157.9976 | 166.8489 | 162.09 | 155.8785 | 146.2657 | 130.527 | 119.4103 | 111.2585
23/08/1982 05:00:00 | 126.658 | 124.9636 | 117.5292 | 106.8247 | 99.2942 | 87.6279 | 82.6761 | 79.4395
23/08/1982 06:00:00 | 87.0342 | 81.8441 | 78.6385 | 72.5876 | 68.6189 | 64.1958 | 63.9315 | 65.3687
23/08/1982 07:00:00 | 67.0026 | 64.6813 | 64.5898 | 62.9243 | 61.0533 | 59.9345 | 60.5343 | 62.5052
23/08/1982 08:00:00 | 66.408 | 63.0119 | 61.3409 | 58.5661 | 57.1987 | 56.5879 | 57.533 | 59.382
23/08/1982 09:00:00 | 60.6139 | 55.9931 | 54.7311 | 52.63 | 52.0721 | 53.0305 | 55.4978 | 58.5918
23/08/1982 10:00:00 | 53.2245 | 50.5684 | 51.4321 | 51.4474 | 51.7135 | 53.693 | 55.7929 | 58.7348
23/08/1982 11:00:00 | 55.3111 | 53.5631 | 54.3862 | 54.2979 | 54.1857 | 55.3583 | 56.2756 | 58.194
23/08/1982 12:00:00 | 62.0517 | 61.2331 | 62.4511 | 62.827 | 62.6659 | 63.7427 | 64.2828 | 65.8769
23/08/1982 13:00:00 | 70.7898 | 70.0371 | 71.7853 | 72.1804 | 71.3764 | 71.909 | 72.5341 | 74.8287
23/08/1982 14:00:00 | 77.8319 | 77.4924 | 77.8113 | 77.3404 | 74.8771 | 73.7088 | 72.5826 | 73.4668
23/08/1982 15:00:00 | 88.8278 | 92.6602 | 89.3165 | 88.0428 | 85.0662 | 81.0201 | 76.0264 | 71.7906
23/08/1982 16:00:00 | 111.2385 | 119.7274 | 113.0906 | 110.6858 | 106.9492 | 98.777 | 89.849 | 80.9623
23/08/1982 17:00:00 | 135.8032 | 143.1559 | 134.2683 | 129.4985 | 125.4945 | 115.1289 | 106.0046 | 96.8179
23/08/1982 18:00:00 | 149.0349 | 151.0762 | 141.4678 | 134.9317 | 130.729 | 121.9948 | 117.043 | 110.3764
23/08/1982 19:00:00 | 153.8999 | 152.4445 | 142.7347 | 135.2485 | 131.0731 | 122.4213 | 117.1803 | 110.5335
23/08/1982 20:00:00 | 139.5944 | 134.3613 | 125.6058 | 118.3122 | 114.2668 | 104.9583 | 98.201 | 90.9728
23/08/1982 21:00:00 | 106.7581 | 99.4069 | 92.8118 | 86.1952 | 82.4888 | 74.7292 | 68.4819 | 63.0292
23/08/1982 22:00:00 | 77.7107 | 71.0208 | 66.2812 | 61.4309 | 58.016 | 52.9303 | 48.6549 | 45.341
23/08/1982 23:00:00 | 55.245 | 52.9085 | 51.3321 | 49.85 | 48.7366 | 47.7988 | 48.6857 | 49.5568
24/08/1982 00:00:00 | 58.5275 | 61.6871 | 63.9671 | 66.594 | 67.5421 | 69.8523 | 73.2757 | 76.3778
24/08/1982 01:00:00 | 76.1453 | 81.3655 | 84.3403 | 87.8862 | 89.3761 | 91.9175 | 93.4279 | 94.6811
24/08/1982 02:00:00 | 74.8895 | 76.9334 | 78.0301 | 79.4009 | 80.2717 | 81.8608 | 83.1389 | 84.1513
24/08/1982 03:00:00 | 63.2154 | 64.1121 | 65.1433 | 66.095 | 66.4907 | 67.4897 | 67.9698 | 68.6924
24/08/1982 04:00:00 | 50.1233 | 50.7557 | 51.0739 | 51.527 | 51.7287 | 52.2578 | 52.7536 | 53.2538
24/08/1982 05:00:00 | 38.3582 | 39.2891 | 39.0877 | 39.5583 | 40.1204 | 40.7266 | 41.5115 | 41.6577
24/08/1982 06:00:00 | 35.8295 | 36.9781 | 36.4563 | 36.8596 | 37.428 | 37.6891 | 38.0332 | 37.5069
24/08/1982 07:00:00 | 42.0047 | 43.1918 | 42.1669 | 42.0589 | 42.241 | 41.6993 | 41.7643 | 40.8368
24/08/1982 08:00:00 | 50.8436 | 51.8746 | 51.3375 | 51.1342 | 51.07 | 50.5508 | 50.8892 | 50.6506
24/08/1982 09:00:00 | 60.1936 | 61.0959 | 61.6831 | 61.9072 | 61.6183 | 61.3972 | 60.9241 | 60.9095
24/08/1982 10:00:00 | 63.6302 | 64.0197 | 64.7131 | 65.0347 | 64.8225 | 64.4348 | 63.2979 | 62.6799
24/08/1982 11:00:00 | 64.6506 | 64.4263 | 64.1335 | 64.1167 | 63.971 | 63.0585 | 62.4692 | 61.5382
24/08/1982 12:00:00 | 77.4837 | 75.5826 | 74.4733 | 73.1771 | 72.8319 | 71.6806 | 71.5712 | 71.064
24/08/1982 13:00:00 | 76.0593 | 71.9777 | 73.3674 | 72.7231 | 72.287 | 73.2451 | 74.7463 | 77.581
24/08/1982 14:00:00 | 67.5559 | 62.435 | 65.076 | 66.6729 | 66.7327 | 71.5252 | 76.3967 | 83.83
24/08/1982 15:00:00 | 86.7151 | 76.9247 | 78.1181 | 78.9635 | 78.3622 | 83.9348 | 89.2715 | 98.1674
24/08/1982 16:00:00 | 141.036 | 131.032 | 121.5899 | 117.1183 | 114.6521 | 115.246 | 116.4143 | 117.6959
24/08/1982 17:00:00 | 235.9553 | 235.549 | 227.4716 | 218.1351 | 214.2086 | 204.5559 | 197.9812 | 186.237
24/08/1982 18:00:00 | 237.5 | 237.5 | 237.5 | 237.5 | 237.5 | 237.5 | 237.5 | 237.5
24/08/1982 19:00:00 | 237.5 | 237.5 | 237.5 | 237.5 | 237.5 | 237.5 | 237.5 | 237.5
24/08/1982 20:00:00 | 237.5 | 237.5 | 237.5 | 237.5 | 237.5 | 237.5 | 237.5 | 237.5
24/08/1982 21:00:00 | 237.5 | 237.5 | 237.5 | 237.5 | 237.5 | 237.5 | 237.5 | 237.5
24/08/1982 22:00:00 | 237.5 | 237.5 | 237.5 | 237.5 | 237.5 | 237.5 | 237.5 | 237.5
24/08/1982 23:00:00 | 237.5 | 237.5 | 237.5 | 237.5 | 237.5 | 237.5 | 237.5 | 237.5
25/08/1982 00:00:00 | 237.5 | 237.5 | 237.5 | 237.5 | 237.5 | 237.5 | 237.5 | 237.5
25/08/1982 01:00:00 | 237.5 | 237.5 | 237.5 | 237.5 | 237.5 | 237.5 | 237.5 | 237.5
25/08/1982 02:00:00 | 237.5 | 234.4029 | 234.9443 | 234.6445 | 233.4868 | 233.0479 | 233.8141 | 235.6451
25/08/1982 03:00:00 | 209.3989 | 209.7116 | 214.6293 | 219.8702 | 221.9359 | 222.755 | 222.5417 | 221.7265
25/08/1982 04:00:00 | 190.8846 | 194.5185 | 194.6866 | 195.7943 | 196.5533 | 192.5809 | 189.0348 | 183.3433
25/08/1982 05:00:00 | 168.2176 | 166.6644 | 160.5129 | 155.3265 | 154.2668 | 151.4715 | 152.3416 | 151.251
25/08/1982 06:00:00 | 132.4758 | 131.1443 | 128.3482 | 126.6724 | 127.0826 | 127.6173 | 130.1985 | 131.1745
25/08/1982 07:00:00 | 105.4588 | 102.9516 | 103.1183 | 102.4941 | 102.3058 | 103.7377 | 106.9695 | 111.1484
25/08/1982 08:00:00 | 87.3244 | 84.4569 | 87.1324 | 89.9924 | 91.1735 | 95.6282 | 97.5765 | 101.2634
25/08/1982 09:00:00 | 77.3032 | 78.6569 | 81.9287 | 85.9882 | 86.9141 | 88.3671 | 86.8025 | 86.1209
25/08/1982 10:00:00 | 70.5395 | 70.9262 | 71.1385 | 70.9849 | 70.1304 | 67.8787 | 65.6454 | 63.7908
25/08/1982 11:00:00 | 63.5081 | 60.6427 | 60.7881 | 59.9722 | 59.3308 | 58.0294 | 56.5558 | 55.8269
25/08/1982 12:00:00 | 55.6786 | 54.1379 | 55.9978 | 57.4519 | 58.2013 | 58.8539 | 58.4998 | 58.3576
25/08/1982 13:00:00 | 49.6235 | 49.2494 | 52.1125 | 54.4716 | 55.2616 | 56.7711 | 58.1159 | 59.8114
25/08/1982 14:00:00 | 46.666 | 45.5027 | 45.582 | 45.4383 | 43.8835 | 44.3998 | 46.1148 | 49.5039
25/08/1982 15:00:00 | 54.6316 | 53.0396 | 46.6773 | 42.7878 | 39.9443 | 38.4671 | 39.4007 | 40.5101
25/08/1982 16:00:00 | 70.4035 | 72.232 | 62.7967 | 57.6383 | 56.0247 | 52.8221 | 51.8862 | 48.5027
25/08/1982 17:00:00 | 82.0713 | 90.4498 | 86.2439 | 86.761 | 89.2142 | 86.9742 | 83.9777 | 76.5049
25/08/1982 18:00:00 | 86.3155 | 96.7313 | 99.3782 | 105.3276 | 111.3817 | 115.1257 | 115.9117 | 112.1317
25/08/1982 19:00:00 | 83.4244 | 93.2129 | 97.208 | 103.6088 | 109.061 | 117.6041 | 124.0613 | 127.8395
25/08/1982 20:00:00 | 72.4294 | 82.6142 | 86.9613 | 93.5059 | 98.0994 | 105.8296 | 113.1672 | 118.7582
25/08/1982 21:00:00 | 58.1998 | 66.2896 | 70.9986 | 77.3967 | 81.108 | 87.6991 | 92.8203 | 97.2927
25/08/1982 22:00:00 | 48.8104 | 54.7571 | 57.7707 | 62.3998 | 65.1912 | 70.1631 | 73.2576 | 76.0705
25/08/1982 23:00:00 | 47.5409 | 53.1907 | 54.7779 | 57.6681 | 60.2 | 63.678 | 66.4205 | 67.6846
26/08/1982 00:00:00 | 47.9897 | 53.5734 | 55.3826 | 58.7736 | 61.9286 | 65.8741 | 69.0955 | 70.3534
26/08/1982 01:00:00 | 44.8675 | 49.73 | 52.3262 | 55.8851 | 58.6866 | 63.3452 | 66.5189 | 68.4835
26/08/1982 02:00:00 | 42.3929 | 46.6747 | 48.9762 | 51.9979 | 54.3692 | 57.8081 | 59.7542 | 60.9742
26/08/1982 03:00:00 | 42.3646 | 47.5555 | 49.8439 | 52.8698 | 54.847 | 56.6418 | 55.7881 | 54.4867
26/08/1982 04:00:00 | 42.7034 | 47.7228 | 50.726 | 53.4984 | 53.6378 | 52.2582 | 48.4138 | 45.4263
26/08/1982 05:00:00 | 35.8852 | 39.1667 | 41.5134 | 43.5484 | 42.2779 | 39.7578 | 35.5194 | 33.3775
26/08/1982 06:00:00 | 28.509 | 28.9092 | 29.6074 | 30.2357 | 28.9589 | 26.8189 | 24.4534 | 23.0775
26/08/1982 07:00:00 | 25.9581 | 23.8496 | 22.1878 | 20.5912 | 19.2607 | 17.3931 | 16.4493 | 16.0344
26/08/1982 08:00:00 | 31.6925 | 29.0619 | 24.0177 | 20.0161 | 17.7749 | 14.564 | 13.8108 | 13.0311
26/08/1982 09:00:00 | 46.3951 | 46.8127 | 39.0178 | 32.7076 | 28.8422 | 21.9192 | 19.7218 | 16.5839
26/08/1982 10:00:00 | 52.1218 | 54.2018 | 50.0675 | 44.7441 | 39.606 | 30.6091 | 27.0486 | 23.8262
26/08/1982 11:00:00 | 38.9978 | 40.0129 | 40.1074 | 37.6305 | 33.5459 | 28.7208 | 25.5691 | 24.5437
26/08/1982 12:00:00 | 22.6539 | 23.4212 | 24.8282 | 24.4689 | 22.6885 | 21.1918 | 19.2391 | 19.354
26/08/1982 13:00:00 | 12.0888 | 12.4252 | 13.6686 | 14.1115 | 13.4558 | 13.4091 | 12.456 | 12.9058
26/08/1982 14:00:00 | 8.2137 | 8.4654 | 9.0222 | 9.5147 | 9.2378 | 9.6521 | 9.3425 | 9.8821
26/08/1982 15:00:00 | 11.0585 | 12.8295 | 13.1262 | 14.2196 | 14.928 | 16.2734 | 17.2021 | 17.7973
26/08/1982 16:00:00 | 26.3419 | 32.1044 | 32.3989 | 35.6332 | 38.9802 | 42.9573 | 46.5253 | 47.4847
26/08/1982 17:00:00 | 60.7865 | 71.4413 | 72.6334 | 79.2915 | 84.7307 | 91.3054 | 97.7916 | 99.1207
26/08/1982 18:00:00 | 101.0105 | 113.4189 | 115.355 | 121.9871 | 127.8799 | 135.4966 | 142.8706 | 144.6648
26/08/1982 19:00:00 | 129.5463 | 144.2285 | 147.3824 | 154.398 | 161.0632 | 168.8338 | 175.156 | 176.9664
26/08/1982 20:00:00 | 137.9314 | 152.8133 | 158.448 | 166.2331 | 171.9883 | 178.4003 | 181.5281 | 182.07
26/08/1982 21:00:00 | 122.2866 | 137.1505 | 144.312 | 152.599 | 156.9562 | 161.2897 | 161.0681 | 159.9976
26/08/1982 22:00:00 | 96.531 | 109.6114 | 118.708 | 128.3277 | 132.2792 | 136.3321 | 134.8688 | 133.7774
26/08/1982 23:00:00 | 70.6137 | 82.3668 | 90.6222 | 101.2392 | 105.0383 | 110.2088 | 109.7012 | 109.2908
27/08/1982 00:00:00 | 67.058 | 75.4762 | 81.8107 | 89.684 | 93.4108 | 98.172 | 98.392 | 98.5147
27/08/1982 01:00:00 | 74.1363 | 78.7919 | 83.4339 | 88.4533 | 91.8325 | 96.047 | 96.7387 | 97.2955
27/08/1982 02:00:00 | 84.913 | 88.0327 | 92.9117 | 98.0407 | 101.7173 | 105.5411 | 106.159 | 106.0913
27/08/1982 03:00:00 | 95.3635 | 100.2355 | 107.1293 | 114.6927 | 118.5719 | 122.3966 | 122.3837 | 122.241
27/08/1982 04:00:00 | 105.4052 | 111.9796 | 117.662 | 124.2919 | 126.7342 | 130.5033 | 130.3792 | 130.4662
27/08/1982 05:00:00 | 121.0933 | 127.0284 | 126.9418 | 128.8168 | 129.5659 | 131.1065 | 129.3839 | 127.6407
27/08/1982 06:00:00 | 124.9726 | 127.2211 | 123.0625 | 119.2742 | 115.255 | 110.6698 | 106.2048 | 103.9837
27/08/1982 07:00:00 | 129.9547 | 124.9032 | 115.1822 | 104.3287 | 95.4765 | 84.9946 | 80.2787 | 78.1407
27/08/1982 08:00:00 | 144.4072 | 129.9617 | 113.5692 | 96.5333 | 84.9752 | 70.6556 | 66.5309 | 64.0226
27/08/1982 09:00:00 | 152.8234 | 135.3291 | 116.2383 | 96.683 | 85.1102 | 69.093 | 64.4835 | 60.5446
27/08/1982 10:00:00 | 139.0812 | 130.2413 | 117.3586 | 103.1174 | 94.5763 | 79.483 | 72.628 | 66.593
27/08/1982 11:00:00 | 116.2323 | 114.8038 | 109.8246 | 104.4287 | 99.6825 | 88.9324 | 81.3245 | 74.1351
27/08/1982 12:00:00 | 105.1983 | 102.1179 | 100.864 | 97.9258 | 93.8241 | 85.666 | 77.6193 | 71.4902
27/08/1982 13:00:00 | 96.8225 | 89.0091 | 87.4613 | 82.2494 | 75.902 | 66.0195 | 57.1806 | 52.4804
27/08/1982 14:00:00 | 84.3371 | 73.8554 | 68.0297 | 60.7115 | 55.2626 | 46.5754 | 40.7444 | 36.2977
27/08/1982 15:00:00 | 84.3231 | 72.7108 | 64.4687 | 57.0987 | 53.14 | 46.5907 | 44.0393 | 41.139
27/08/1982 16:00:00 | 101.4725 | 92.2798 | 81.6832 | 73.5994 | 69.6651 | 62.7276 | 59.8951 | 55.8171
27/08/1982 17:00:00 | 112.0889 | 107.1604 | 96.8191 | 88.8134 | 85.2023 | 77.2116 | 72.1085 | 66.0717
27/08/1982 18:00:00 | 111.0642 | 108.6776 | 98.4963 | 90.6873 | 85.5846 | 76.0357 | 69.2602 | 62.2506
27/08/1982 19:00:00 | 132.8037 | 134.0998 | 119.963 | 109.9265 | 104.0672 | 90.333 | 80.3782 | 69.0554
27/08/1982 20:00:00 | 144.1906 | 147.05 | 137.5272 | 129.8764 | 125.6588 | 112.4604 | 101.9404 | 90.4983
27/08/1982 21:00:00 | 121.1578 | 123.9502 | 121.3534 | 118.8465 | 117.1475 | 111.1573 | 105.4076 | 100.054
27/08/1982 22:00:00 | 96.0988 | 100.2119 | 101.1138 | 101.2926 | 100.9172 | 100.2016 | 98.3619 | 97.4122
27/08/1982 23:00:00 | 75.8043 | 80.1778 | 81.8149 | 82.7102 | 81.6073 | 80.4686 | 76.5912 | 74.8952
28/08/1982 00:00:00 | 59.7587 | 61.8548 | 61.0308 | 60.0058 | 57.6159 | 54.4927 | 51.0321 | 48.9409
28/08/1982 01:00:00 | 44.6209 | 43.4485 | 41.7304 | 39.866 | 38.2092 | 35.7229 | 34.4921 | 33.7799
28/08/1982 02:00:00 | 32.2013 | 29.9242 | 28.8887 | 27.6243 | 26.758 | 25.9946 | 25.3583 | 25.4228
28/08/1982 03:00:00 | 22.7996 | 20.9956 | 20.5212 | 20.0077 | 19.5874 | 19.217 | 18.5532 | 18.5386
28/08/1982 04:00:00 | 15.5806 | 14.4662 | 13.8068 | 13.2632 | 12.9123 | 12.0686 | 11.1449 | 10.5256
28/08/1982 05:00:00 | 9.3983 | 8.8867 | 7.9892 | 7.3009 | 6.7666 | 5.9244 | 5.476 | 5.1486
28/08/1982 06:00:00 | 5.1119 | 5.0066 | 4.5479 | 4.3088 | 3.9884 | 3.8565 | 3.7926 | 3.8939
28/08/1982 07:00:00 | 3.7974 | 4.2206 | 4.3984 | 4.6423 | 4.6108 | 5.075 | 5.2577 | 5.717
28/08/1982 08:00:00 | 4.3423 | 5.0267 | 5.6872 | 6.3493 | 6.5735 | 7.3789 | 7.6628 | 8.2425
28/08/1982 09:00:00 | 4.7393 | 5.4591 | 6.3923 | 7.3531 | 7.74 | 8.6318 | 8.8851 | 9.3753
28/08/1982 10:00:00 | 4.9346 | 5.5002 | 6.1994 | 6.8766 | 7.0503 | 7.4467 | 7.6607 | 7.9879
28/08/1982 11:00:00 | 5.1751 | 5.2475 | 5.4191 | 5.5146 | 5.4055 | 5.2575 | 5.3683 | 5.5125
28/08/1982 12:00:00 | 5.4848 | 5.0221 | 4.7992 | 4.4666 | 4.2182 | 3.9622 | 4.0542 | 4.2128
28/08/1982 13:00:00 | 6.6491 | 5.8035 | 5.4822 | 4.9455 | 4.5586 | 4.2414 | 4.0938 | 4.2075
28/08/1982 14:00:00 | 7.3664 | 6.3863 | 6.0895 | 5.4463 | 4.8176 | 4.142 | 3.4212 | 3.1931
28/08/1982 15:00:00 | 5.4032 | 4.3909 | 4.0976 | 3.3581 | 2.5256 | 1.6368 | 0.85314 | 0.47884
28/08/1982 16:00:00 | 2.0282 | 1.2655 | 1.0718 | 0.56694 | 0.017509 | 0 | 0 | 0
28/08/1982 17:00:00 | 0 | 0 | 0 | 0 | 0 | 0 | 0 | 0
28/08/1982 18:00:00 | 0 | 0 | 0 | 0 | 0 | 0 | 0 | 0
28/08/1982 19:00:00 | 0 | 0 | 0 | 0 | 0 | 0 | 0 | 0
28/08/1982 20:00:00 | 0 | 0 | 0 | 0 | 0 | 0 | 0 | 0
28/08/1982 21:00:00 | 0 | 0 | 0 | 0 | 0 | 0 | 0 | 0
28/08/1982 22:00:00 | 0 | 0 | 0 | 0 | 0 | 0 | 0 | 0
28/08/1982 23:00:00 | 0 | 0 | 0 | 0 | 0 | 0 | 0 | 0
29/08/1982 00:00:00 | 0 | 0 | 0 | 0 | 0 | 0 | 0 | 0
29/08/1982 01:00:00 | 0 | 0 | 0 | 0 | 0 | 0 | 0.83932 | 1.4858
29/08/1982 02:00:00 | 0.13382 | 0.95703 | 1.212 | 1.8007 | 2.7197 | 4.3532 | 5.9097 | 6.9493
29/08/1982 03:00:00 | 4.7406 | 6.1609 | 6.7364 | 7.7092 | 8.8426 | 11.1822 | 13.6016 | 15.4185
29/08/1982 04:00:00 | 10.2413 | 12.1216 | 13.2049 | 14.7527 | 16.6746 | 20.1033 | 23.8493 | 26.7298
29/08/1982 05:00:00 | 18.817 | 21.2038 | 22.9025 | 25.1462 | 27.201 | 31.7188 | 35.9887 | 40.0063
29/08/1982 06:00:00 | 26.5927 | 29.6763 | 32.5871 | 35.7833 | 38.5369 | 43.6959 | 47.9286 | 52.0773
29/08/1982 07:00:00 | 29.4258 | 32.666 | 35.9795 | 40.151 | 42.4621 | 47.5157 | 50.8321 | 54.4875
29/08/1982 08:00:00 | 31.5409 | 35.8383 | 39.5333 | 43.6822 | 45.7656 | 50.4482 | 53.0239 | 55.6725
29/08/1982 09:00:00 | 30.024 | 35.7859 | 40.1356 | 44.9645 | 47.3533 | 52.3473 | 55.0796 | 58.0585
29/08/1982 10:00:00 | 23.0112 | 28.31 | 32.756 | 37.9546 | 40.8196 | 47.0406 | 51.2434 | 55.941
29/08/1982 11:00:00 | 15.2574 | 19.3316 | 23.5709 | 28.2272 | 31.1622 | 37.8091 | 42.5275 | 48.2003
29/08/1982 12:00:00 | 9.6682 | 11.9687 | 15.2877 | 19.3507 | 21.9423 | 28.1877 | 32.8868 | 38.6526
29/08/1982 13:00:00 | 10.329 | 10.5514 | 11.7878 | 13.4992 | 15.3674 | 20.616 | 25.0401 | 29.9199
29/08/1982 14:00:00 | 18.2806 | 17.4307 | 15.7928 | 15.3818 | 17.8238 | 22.1304 | 27.7623 | 32.1664
29/08/1982 15:00:00 | 27.3971 | 29.7741 | 29.119 | 31.1191 | 35.7368 | 43.4617 | 52.9845 | 58.6778
29/08/1982 16:00:00 | 33.1661 | 41.4471 | 45.3605 | 53.3122 | 59.4513 | 71.6519 | 82.3975 | 91.1314
29/08/1982 17:00:00 | 31.7874 | 44.261 | 50.97 | 61.0408 | 67.4976 | 80.8535 | 91.9236 | 102.445
29/08/1982 18:00:00 | 25.4865 | 39.9536 | 49.1442 | 63.3098 | 71.8258 | 89.0717 | 102.5034 | 115.0991
29/08/1982 19:00:00 | 24.7202 | 42.0572 | 54.0758 | 74.1359 | 86.6959 | 111.6744 | 128.0043 | 142.8024
29/08/1982 20:00:00 | 35.6429 | 56.1729 | 69.448 | 90.3054 | 101.2303 | 124.8332 | 136.7396 | 148.2389
29/08/1982 21:00:00 | 51.564 | 68.9953 | 79.8475 | 93.6347 | 98.8759 | 112.0852 | 117.6182 | 125.2951
29/08/1982 22:00:00 | 66.8692 | 79.7508 | 87.328 | 96.7017 | 100.5465 | 110.3946 | 116.3275 | 123.6161
29/08/1982 23:00:00 | 93.3796 | 102.1107 | 106.0455 | 111.2754 | 114.4318 | 122.5479 | 129.5325 | 137.5612
30/08/1982 00:00:00 | 123.4573 | 130.273 | 131.0529 | 132.6189 | 134.1959 | 139.0612 | 144.9356 | 150.3844
30/08/1982 01:00:00 | 153.4597 | 160.5559 | 160.2413 | 161.9407 | 163.6599 | 166.7146 | 170.0488 | 171.9528
30/08/1982 02:00:00 | 172.7288 | 177.3123 | 176.4117 | 177.708 | 180.099 | 183.6002 | 187.2254 | 188.6693
30/08/1982 03:00:00 | 168.4146 | 171.0311 | 171.0896 | 172.9648 | 176.0061 | 180.9707 | 186.1777 | 189.0716
30/08/1982 04:00:00 | 152.248 | 157.9235 | 161.9186 | 166.8479 | 170.3734 | 176.8142 | 182.3318 | 186.7449
30/08/1982 05:00:00 | 136.1587 | 145.0893 | 152.972 | 161.0851 | 164.4938 | 172.8783 | 177.0269 | 182.8923
30/08/1982 06:00:00 | 137.6055 | 146.7522 | 155.8386 | 164.072 | 165.5429 | 171.7507 | 171.3154 | 175.5129
30/08/1982 07:00:00 | 153.1096 | 161.0809 | 168.7619 | 173.0619 | 169.4709 | 167.5592 | 162.2377 | 164.2614
30/08/1982 08:00:00 | 155.1773 | 160.7636 | 164.2215 | 164.8971 | 161.9502 | 160.3335 | 160.9366 | 164.6757
30/08/1982 09:00:00 | 140.2712 | 145.6003 | 147.5105 | 149.114 | 149.5307 | 151.0052 | 153.0875 | 154.6019
30/08/1982 10:00:00 | 120.9094 | 128.8934 | 132.1109 | 136.8425 | 139.4122 | 141.5742 | 139.4511 | 136.7901
30/08/1982 11:00:00 | 110.6753 | 123.7297 | 128.5461 | 136.5452 | 141.4578 | 146.3858 | 146.336 | 144.722
30/08/1982 12:00:00 | 113.3338 | 131.7899 | 141.2993 | 154.2271 | 162.0678 | 171.961 | 176.6521 | 178.832
30/08/1982 13:00:00 | 123.4894 | 146.6826 | 159.2885 | 176.8247 | 188.6068 | 204.4629 | 213.6083 | 218.8566
30/08/1982 14:00:00 | 137.995 | 163.778 | 177.0434 | 195.6896 | 207.7608 | 223.3955 | 229.6004 | 232.1768
30/08/1982 15:00:00 | 170.4692 | 196.5351 | 206.0617 | 220.0461 | 227.4639 | 232.5206 | 234.4362 | 235.0354
30/08/1982 16:00:00 | 206.3918 | 224.6513 | 227.1096 | 230.2799 | 231.2735 | 231.153 | 228.1406 | 222.1241
30/08/1982 17:00:00 | 211.118 | 221.6687 | 218.7176 | 217.6279 | 213.0046 | 200.1369 | 183.2138 | 166.8073
30/08/1982 18:00:00 | 190.5141 | 190.6841 | 180.6686 | 169.6638 | 157.6232 | 135.7479 | 121.99 | 110.288
30/08/1982 19:00:00 | 132.1395 | 123.7636 | 115.0302 | 104.5625 | 97.7709 | 86.8894 | 82.7451 | 79.1447
30/08/1982 20:00:00 | 81.2988 | 76.8911 | 73.7162 | 70.17 | 68.3573 | 65.4477 | 64.0775 | 62.8684
30/08/1982 21:00:00 | 65.7425 | 68.1481 | 66.2392 | 65.7061 | 64.8993 | 62.2719 | 60.4826 | 57.7033
30/08/1982 22:00:00 | 65.6744 | 71.9774 | 69.1239 | 67.9894 | 65.0309 | 59.9293 | 58.7772 | 56.5716
30/08/1982 23:00:00 | 50.9186 | 53.7773 | 50.5456 | 47.6459 | 44.2816 | 40.8707 | 42.0218 | 43.0443
31/08/1982 00:00:00 | 29.5914 | 30.6339 | 29.1906 | 28.0134 | 27.2436 | 27.6346 | 30.4867 | 33.2989
31/08/1982 01:00:00 | 21.9682 | 24.36 | 24.2789 | 25.2252 | 26.2675 | 28.6657 | 32.2723 | 34.883
31/08/1982 02:00:00 | 25.4398 | 28.5393 | 28.2313 | 30.5484 | 32.8959 | 36.0238 | 39.7205 | 40.9457
31/08/1982 03:00:00 | 34.447 | 37.8903 | 36.7636 | 38.9118 | 40.9618 | 43.1937 | 45.7893 | 46.092
31/08/1982 04:00:00 | 39.3076 | 43.779 | 42.7322 | 44.6364 | 47.2589 | 49.3147 | 53.5053 | 54.0065
31/08/1982 05:00:00 | 40.3435 | 45.5168 | 45.1248 | 48.9582 | 55.037 | 63.2775 | 79.231 | 88.2686
31/08/1982 06:00:00 | 68.5039 | 92.8227 | 99.3188 | 119.0628 | 136.5355 | 164.9201 | 193.7557 | 208.4161
31/08/1982 07:00:00 | 173.0364 | 216.7047 | 226.2828 | 236.0161 | 237.5 | 237.5 | 237.5 | 237.5
31/08/1982 08:00:00 | 233.8817 | 237.5 | 237.5 | 237.5 | 237.5 | 237.5 | 237.5 | 237.5
31/08/1982 09:00:00 | 227.1078 | 229.3173 | 227.6383 | 229.5817 | 234.5095 | 237.5 | 237.5 | 237.5
31/08/1982 10:00:00 | 214.7051 | 231.4065 | 232.5497 | 237.5 | 237.5 | 237.5 | 237.5 | 237.5
31/08/1982 11:00:00 | 237.5 | 237.5 | 237.5 | 237.5 | 237.5 | 237.5 | 237.5 | 237.5
31/08/1982 12:00:00 | 237.5 | 237.5 | 237.5 | 237.5 | 237.5 | 237.5 | 237.5 | 237.5
31/08/1982 13:00:00 | 237.5 | 237.5 | 237.4368 | 235.4458 | 235.5256 | 234.2249 | 234.996 | 234.1639
31/08/1982 14:00:00 | 230.339 | 230.8411 | 228.8757 | 228.5296 | 229.7554 | 229.6727 | 231.5524 | 230.7927
31/08/1982 15:00:00 | 208.5562 | 212.3055 | 209.8857 | 211.7672 | 216.6174 | 220.9136 | 227.6618 | 228.2866
31/08/1982 16:00:00 | 193.6454 | 203.1182 | 206.0352 | 211.5433 | 215.9058 | 221.8292 | 227.5845 | 229.0678
31/08/1982 17:00:00 | 200.7672 | 206.1216 | 209.8708 | 212.8286 | 212.7257 | 212.6595 | 211.9769 | 212.0837
31/08/1982 18:00:00 | 177.4767 | 173.6102 | 174.6812 | 173.3212 | 171.9001 | 170.0626 | 168.5727 | 168.6778
31/08/1982 19:00:00 | 134.304 | 129.7876 | 129.8962 | 127.9628 | 125.967 | 123.1229 | 119.488 | 117.7584
31/08/1982 20:00:00 | 98.523 | 93.3248 | 92.5893 | 89.9783 | 87.2879 | 83.8726 | 79.7887 | 77.7801
31/08/1982 21:00:00 | 69.1958 | 64.5524 | 63.9029 | 61.5815 | 59.2649 | 56.5554 | 53.8451 | 52.8004
31/08/1982 22:00:00 | 45.5447 | 42.4379 | 41.8033 | 40.1987 | 38.7837 | 36.8439 | 35.0978 | 34.4279
31/08/1982 23:00:00 | 28.7203 | 26.6416 | 26.1418 | 25.2049 | 24.5154 | 23.5144 | 22.5042 | 21.9445
01/09/1982 00:00:00 | 19.105 | 17.8264 | 17.7592 | 17.154 | 16.3373 | 15.4305 | 14.0094 | 13.4705
01/09/1982 01:00:00 | 13.1786 | 11.6599 | 11.8198 | 11.0091 | 9.8247 | 8.8032 | 7.5646 | 7.2769
01/09/1982 02:00:00 | 8.6432 | 7.3711 | 7.6321 | 7.1126 | 6.4159 | 5.8626 | 5.1609 | 5.3089
01/09/1982 03:00:00 | 7.0164 | 6.5203 | 6.9999 | 7.1897 | 7.2041 | 7.6926 | 7.9104 | 8.4974
01/09/1982 04:00:00 | 11.2693 | 12.7289 | 13.6141 | 15.1672 | 16.5085 | 18.8239 | 20.6225 | 21.9495
01/09/1982 05:00:00 | 31.0912 | 34.8306 | 35.5915 | 37.8234 | 39.1538 | 41.3841 | 42.9779 | 43.6853
01/09/1982 06:00:00 | 61.9416 | 60.9325 | 59.7536 | 58.0859 | 56.6553 | 55.3843 | 54.0139 | 53.5766
01/09/1982 07:00:00 | 63.8257 | 58.855 | 57.6564 | 55.0665 | 53.1653 | 50.9674 | 48.8536 | 48.2475
01/09/1982 08:00:00 | 52.1605 | 50.7675 | 50.8224 | 50.1847 | 49.6745 | 49.101 | 47.9209 | 47.5126
01/09/1982 09:00:00 | 57.5086 | 59.0813 | 58.6956 | 58.6677 | 58.6903 | 58.4357 | 57.4962 | 56.6016
01/09/1982 10:00:00 | 81.9151 | 82.4215 | 79.8039 | 76.8454 | 74.1397 | 70.0112 | 67.0261 | 64.6428
01/09/1982 11:00:00 | 103.3883 | 99.7393 | 95.9026 | 90.8641 | 86.7723 | 81.0339 | 76.9897 | 74.2275
01/09/1982 12:00:00 | 108.4559 | 105.5853 | 103.4733 | 100.5026 | 97.5435 | 93.384 | 90.3626 | 88.6029
01/09/1982 13:00:00 | 103.9495 | 105.3299 | 104.7991 | 104.7212 | 104.3785 | 104.6708 | 104.8619 | 105.2889
01/09/1982 14:00:00 | 106.2259 | 114.7557 | 116.6374 | 120.5796 | 121.6257 | 122.8522 | 119.9123 | 117.1717
01/09/1982 15:00:00 | 119.2778 | 128.8935 | 129.4806 | 131.6198 | 128.2316 | 120.4894 | 109.505 | 100.6282
01/09/1982 16:00:00 | 124.6888 | 130.7467 | 124.6345 | 120.7213 | 115.1292 | 102.3023 | 92.7971 | 83.1496
01/09/1982 17:00:00 | 122.7376 | 128.3705 | 121.9802 | 117.906 | 113.4821 | 103.6331 | 97.0915 | 89.4377
01/09/1982 18:00:00 | 106.2199 | 115.0657 | 112.2841 | 111.1406 | 109.0939 | 104.1819 | 98.3597 | 92.5714
01/09/1982 19:00:00 | 83.8012 | 92.6862 | 90.3336 | 89.5358 | 88.465 | 84.4484 | 78.4481 | 72.0872
01/09/1982 20:00:00 | 71.1075 | 75.4951 | 69.3766 | 65.1585 | 62.4175 | 56.3821 | 52.7392 | 48.1606
01/09/1982 21:00:00 | 55.6315 | 55.3032 | 47.413 | 42.1452 | 39.3959 | 33.4833 | 31.2544 | 27.8719
01/09/1982 22:00:00 | 41.969 | 39.4705 | 30.4921 | 24.9446 | 22.9469 | 15.3816 | 11.6577 | 8.1673
01/09/1982 23:00:00 | 33.1178 | 29.239 | 15.2727 | 8.1952 | 6.419 | 1.1233 | 0 | 0
02/09/1982 00:00:00 | 16.638 | 12.9493 | 1.5808 | 0 | 0 | 0 | 0 | 0.22026
02/09/1982 01:00:00 | 1.1155 | 0 | 0 | 0 | 0 | 0 | 0 | 1.4493
02/09/1982 02:00:00 | 0 | 0 | 0 | 0 | 0 | 0.038114 | 0.69091 | 1.1671
02/09/1982 03:00:00 | 0 | 0 | 0 | 0 | 0.54996 | 0.87312 | 1.0801 | 0.80795
02/09/1982 04:00:00 | 0 | 0.14598 | 0.42712 | 0.36155 | 1.0359 | 0.92286 | 0.94075 | 0.48128
02/09/1982 05:00:00 | 0 | 0 | 0 | 0 | 0.25795 | 0.22651 | 0.14806 | 0
02/09/1982 06:00:00 | 0 | 0 | 0 | 0 | 0 | 0 | 0 | 0
02/09/1982 07:00:00 | 0 | 0 | 0 | 0 | 0 | 0 | 0 | 0
02/09/1982 08:00:00 | 0 | 0 | 0 | 0 | 0 | 0 | 0 | 3.1175
02/09/1982 09:00:00 | 0 | 0.38915 | 2.1257 | 7.3194 | 12.2027 | 23.3387 | 33.379 | 41.0885
02/09/1982 10:00:00 | 24.1057 | 34.287 | 38.1359 | 46.1763 | 49.8945 | 55.5571 | 55.5996 | 54.4091
02/09/1982 11:00:00 | 59.5451 | 61.9771 | 59.0384 | 56.6139 | 54.0962 | 49.2302 | 45.5041 | 42.4908
02/09/1982 12:00:00 | 56.7221 | 53.1182 | 48.8579 | 44.5207 | 41.7186 | 36.9135 | 34.568 | 32.5776
02/09/1982 13:00:00 | 43.5167 | 40.9775 | 38.0232 | 35.1214 | 33.6113 | 31.2557 | 29.9088 | 28.6661
02/09/1982 14:00:00 | 31.9341 | 31.2988 | 30.1666 | 28.9699 | 27.7796 | 26.248 | 24.5943 | 23.4103
02/09/1982 15:00:00 | 23.886 | 23.211 | 22.4078 | 21.0909 | 19.5179 | 17.2462 | 14.7362 | 13.3652
02/09/1982 16:00:00 | 15.3295 | 13.7587 | 12.804 | 11.1014 | 9.2499 | 7.1769 | 5.2052 | 4.0525
02/09/1982 17:00:00 | 6.3713 | 4.9198 | 4.3797 | 3.1646 | 1.8559 | 0.65252 | 0 | 0
02/09/1982 18:00:00 | 0 | 0 | 0 | 0 | 0 | 0 | 0 | 0
02/09/1982 19:00:00 | 0 | 0 | 0 | 0 | 0 | 0 | 0 | 0
02/09/1982 20:00:00 | 0 | 0 | 0 | 0 | 0 | 0 | 0 | 0
02/09/1982 21:00:00 | 0 | 0 | 0 | 0 | 0 | 0.3328 | 1.2322 | 1.7677
02/09/1982 22:00:00 | 0 | 0.97429 | 1.6586 | 3.3259 | 4.7101 | 6.838 | 8.685 | 9.9881
02/09/1982 23:00:00 | 6.1056 | 8.5782 | 9.8116 | 12.1248 | 13.8317 | 17.2608 | 20.2256 | 22.6213
03/09/1982 00:00:00 | 14.8174 | 17.3064 | 18.9392 | 20.6995 | 21.497 | 23.6426 | 23.8626 | 25.1742
03/09/1982 01:00:00 | 22.269 | 24.1063 | 24.9914 | 25.4115 | 22.975 | 19.2314 | 14.992 | 14.7401
03/09/1982 02:00:00 | 25.9323 | 24.4768 | 20.8855 | 17.03 | 12.1666 | 7.0442 | 5.2125 | 6.0442
03/09/1982 03:00:00 | 18.5774 | 12.5559 | 8.2098 | 4.6393 | 2.0759 | 0.59804 | 0.61298 | 1.3774
03/09/1982 04:00:00 | 8.7077 | 3.0098 | 1.0897 | 0 | 0 | 0 | 0 | 0
03/09/1982 05:00:00 | 6.0752 | 0.9613 | 0 | 0 | 0 | 0 | 0 | 0
03/09/1982 06:00:00 | 6.6591 | 1.8127 | 0.8897 | 0 | 0 | 0 | 0 | 0
03/09/1982 07:00:00 | 7.9558 | 4.1943 | 2.8267 | 1.4018 | 0.96725 | 0.6268 | 0.50632 | 0.71692
03/09/1982 08:00:00 | 12.4796 | 9.2637 | 8.0129 | 6.5058 | 5.9835 | 5.5932 | 5.7715 | 6.1796
03/09/1982 09:00:00 | 19.6602 | 17.9844 | 17.0375 | 15.6198 | 15.1656 | 15.0719 | 15.8722 | 16.8399
03/09/1982 10:00:00 | 24.1702 | 24.2858 | 24.7005 | 24.4651 | 24.1068 | 24.5793 | 25.0673 | 26.2757
03/09/1982 11:00:00 | 26.3562 | 27.827 | 29.359 | 30.0607 | 29.6593 | 30.2347 | 30.0294 | 31.1108
03/09/1982 12:00:00 | 25.4524 | 27.4628 | 29.8587 | 31.3717 | 31.5767 | 32.6484 | 32.8092 | 34.026
03/09/1982 13:00:00 | 21.9312 | 25.0648 | 27.947 | 30.743 | 31.8774 | 34.1317 | 35.1973 | 37.1984
03/09/1982 14:00:00 | 22.104 | 26.7905 | 30.2214 | 34.1318 | 36.092 | 40.0728 | 41.8342 | 43.9472
03/09/1982 15:00:00 | 29.1541 | 35.8979 | 39.5371 | 44.8136 | 47.9854 | 53.4693 | 56.3182 | 58.8828
03/09/1982 16:00:00 | 45.2826 | 54.9529 | 58.5821 | 65.6237 | 68.997 | 74.6754 | 77.7395 | 79.8739
03/09/1982 17:00:00 | 74.4058 | 84.3276 | 87.1842 | 92.7744 | 93.9739 | 95.9578 | 97.3624 | 98.495
03/09/1982 18:00:00 | 98.2998 | 102.8836 | 103.4734 | 105.014 | 105.243 | 106.6323 | 109.4519 | 112.3395
03/09/1982 19:00:00 | 97.0219 | 98.0497 | 98.368 | 99.0311 | 100.9066 | 105.5725 | 110.3457 | 115.2043
03/09/1982 20:00:00 | 97.7461 | 100.367 | 101.0234 | 101.4073 | 102.2902 | 105.1109 | 108.5261 | 112.3016
03/09/1982 21:00:00 | 100.2456 | 103.2667 | 104.2718 | 104.0697 | 103.0106 | 102.8609 | 103.3835 | 105.1353
03/09/1982 22:00:00 | 94.0953 | 96.0403 | 97.347 | 97.0098 | 95.1937 | 94.2728 | 94.1459 | 95.9049
03/09/1982 23:00:00 | 92.627 | 95.8258 | 96.2014 | 95.5424 | 93.8777 | 91.8829 | 91.2267 | 91.4926
04/09/1982 00:00:00 | 86.746 | 90.0664 | 90.2132 | 89.5199 | 88.1831 | 85.8585 | 84.284 | 83.1674
04/09/1982 01:00:00 | 74.8988 | 76.7362 | 76.0345 | 74.609 | 72.8927 | 70.1673 | 68.0077 | 66.5082
04/09/1982 02:00:00 | 76.235 | 76.9186 | 73.1304 | 69.4617 | 66.8258 | 62.1656 | 59.1731 | 56.6837
04/09/1982 03:00:00 | 90.9811 | 92.2301 | 87.2725 | 82.4697 | 78.4897 | 70.6812 | 66.4332 | 62.1573
04/09/1982 04:00:00 | 100.0993 | 101.7792 | 98.1122 | 93.5972 | 88.7659 | 80.4703 | 75.3139 | 70.7855
04/09/1982 05:00:00 | 100.3782 | 100.5548 | 95.7947 | 90.0246 | 85.1938 | 77.8459 | 74.1435 | 71.292
04/09/1982 06:00:00 | 91.6756 | 90.3326 | 85.8682 | 80.616 | 76.6694 | 71.4437 | 69.5101 | 68.4266
04/09/1982 07:00:00 | 74.8521 | 73.4001 | 70.9214 | 67.7374 | 65.5149 | 63.6488 | 62.926 | 63.3877
04/09/1982 08:00:00 | 61.667 | 61.2437 | 60.0698 | 58.4628 | 57.3635 | 56.7809 | 56.5015 | 56.8777
04/09/1982 09:00:00 | 53.1576 | 53.3878 | 53.409 | 53.1193 | 52.7073 | 52.2699 | 51.5147 | 51.1822
04/09/1982 10:00:00 | 44.632 | 44.4996 | 44.9199 | 44.7169 | 44.4043 | 44.0869 | 43.4723 | 43.3874
04/09/1982 11:00:00 | 35.9339 | 35.471 | 35.8796 | 35.5498 | 35.1509 | 35.0548 | 34.8542 | 35.2991
04/09/1982 12:00:00 | 26.9931 | 26.8425 | 27.5339 | 27.5688 | 27.3656 | 27.352 | 27.1619 | 27.4924
04/09/1982 13:00:00 | 17.8628 | 18.1878 | 19.1639 | 19.578 | 19.5926 | 19.5471 | 19.4642 | 19.664
04/09/1982 14:00:00 | 10.4023 | 10.6564 | 11.6262 | 12.2583 | 12.4247 | 12.512 | 12.6632 | 12.8687
04/09/1982 15:00:00 | 4.8906 | 5.069 | 5.4355 | 5.8093 | 6.0334 | 6.3718 | 6.7008 | 6.9791
04/09/1982 16:00:00 | 0.1951 | 0.21383 | 0.31873 | 0.53609 | 0.78987 | 1.2638 | 1.7035 | 2.2658
04/09/1982 17:00:00 | 0 | 0 | 0 | 0 | 0 | 0 | 0 | 0
04/09/1982 18:00:00 | 0 | 0 | 0 | 0 | 0 | 0 | 0 | 0
04/09/1982 19:00:00 | 0 | 0 | 0 | 0 | 0 | 0 | 0 | 0
04/09/1982 20:00:00 | 0.069434 | 0 | 0 | 0 | 0 | 0 | 0 | 0
04/09/1982 21:00:00 | 6.2929 | 5.4425 | 4.8136 | 4.143 | 3.5238 | 2.7732 | 2.133 | 1.7858
04/09/1982 22:00:00 | 15.3543 | 15.1286 | 15.0631 | 14.8901 | 14.5665 | 14.2903 | 14.4207 | 14.6103
04/09/1982 23:00:00 | 24.849 | 25.0492 | 24.7428 | 24.5841 | 24.7959 | 24.6814 | 25.2638 | 25.2858
05/09/1982 00:00:00 | 33.9965 | 34.0669 | 33.0395 | 32.4831 | 32.7165 | 32.2802 | 32.9389 | 32.6266
05/09/1982 01:00:00 | 41.5142 | 41.7565 | 40.4409 | 40.134 | 40.92 | 41.0802 | 42.091 | 41.618
05/09/1982 02:00:00 | 48.1082 | 47.894 | 47.0652 | 46.9561 | 47.6369 | 47.8712 | 48.5234 | 48.1676
05/09/1982 03:00:00 | 58.3363 | 57.5019 | 57.3759 | 57.4507 | 58.2835 | 58.8452 | 59.6849 | 59.705
05/09/1982 04:00:00 | 70.9416 | 69.1964 | 69.024 | 69.1031 | 70.2467 | 71.5099 | 73.3099 | 74.0939
05/09/1982 05:00:00 | 82.691 | 78.0126 | 75.6396 | 73.3443 | 72.6756 | 72.2993 | 73.7531 | 74.7998
05/09/1982 06:00:00 | 91.6051 | 85.7829 | 81.8222 | 78.0217 | 75.9629 | 73.2356 | 73.3769 | 73.2018
05/09/1982 07:00:00 | 90.5041 | 87.103 | 83.851 | 80.8588 | 79.225 | 76.1115 | 75.0257 | 73.4886
05/09/1982 08:00:00 | 78.7278 | 79.0073 | 77.9145 | 76.8779 | 76.5022 | 75.7621 | 75.1054 | 74.483
05/09/1982 09:00:00 | 70.6893 | 73.3386 | 73.7178 | 74.309 | 74.8001 | 76.824 | 77.5832 | 78.872
05/09/1982 10:00:00 | 83.9758 | 89.717 | 88.2023 | 88.4341 | 88.2881 | 88.725 | 88.0996 | 87.2968
05/09/1982 11:00:00 | 119.1527 | 123.5445 | 117.4758 | 113.1193 | 109.7688 | 104.4903 | 105.0626 | 104.133
05/09/1982 12:00:00 | 134.09 | 136.0214 | 131.0563 | 126.2127 | 124.0978 | 121.6909 | 129.6771 | 136.1187
05/09/1982 13:00:00 | 85.1269 | 88.5694 | 94.8224 | 100.3383 | 107.316 | 124.0452 | 142.2534 | 160.5515
05/09/1982 14:00:00 | 46.2071 | 45.0772 | 49.6411 | 57.7227 | 67.1625 | 91.273 | 109.7916 | 134.895
05/09/1982 15:00:00 | 45.4652 | 42.0908 | 41.13 | 44.1948 | 49.0239 | 62.1358 | 71.967 | 85.8236
05/09/1982 16:00:00 | 72.4468 | 71.1053 | 64.9762 | 62.6018 | 63.6082 | 66.1337 | 69.1038 | 71.6487
05/09/1982 17:00:00 | 106.0448 | 110.4362 | 105.2365 | 105.7506 | 106.6625 | 105.7479 | 105.9043 | 102.9322
05/09/1982 18:00:00 | 109.2691 | 116.5323 | 123.5747 | 133.9585 | 138.8809 | 146.8901 | 148.1186 | 148.9612
05/09/1982 19:00:00 | 121.4469 | 126.2374 | 138.8006 | 150.6487 | 154.691 | 168.2611 | 169.8779 | 177.1692
05/09/1982 20:00:00 | 177.9084 | 175.961 | 183.4979 | 189.7132 | 190.9596 | 203.892 | 203.9939 | 211.064
05/09/1982 21:00:00 | 234.6336 | 232.8542 | 232.4718 | 232.0466 | 231.2435 | 233.2692 | 229.5513 | 229.1713
05/09/1982 22:00:00 | 237.5 | 237.5 | 237.5 | 237.5 | 237.5 | 237.5 | 237.5 | 237.5
05/09/1982 23:00:00 | 237.5 | 237.5 | 237.5 | 237.5 | 237.5 | 237.5 | 237.5 | 237.5
06/09/1982 00:00:00 | 237.5 | 237.5 | 237.5 | 237.5 | 237.5 | 237.5 | 237.1181 | 231.7979
06/09/1982 01:00:00 | 220.866 | 227.8338 | 227.4073 | 227.7659 | 227.6528 | 220.9906 | 212.7694 | 202.0891
06/09/1982 02:00:00 | 177.2822 | 181.3703 | 177.7198 | 175.9424 | 176.7552 | 174.0732 | 169.5696 | 163.1826
06/09/1982 03:00:00 | 151.312 | 147.0988 | 137.722 | 129.7154 | 124.8594 | 117.5762 | 109.4697 | 103.0243
06/09/1982 04:00:00 | 171.9717 | 161.8516 | 145.4061 | 129.3882 | 118.738 | 102.1866 | 92.6597 | 84.3983
06/09/1982 05:00:00 | 195.7962 | 183.1598 | 160.1256 | 138.0589 | 124.8544 | 105.1131 | 98.1779 | 90.3859
06/09/1982 06:00:00 | 209.7559 | 199.3127 | 172.2635 | 148.5552 | 135.6903 | 114.7233 | 106.286 | 96.8582
06/09/1982 07:00:00 | 215.8372 | 204.2509 | 178.2387 | 155.2966 | 143.713 | 119.5852 | 105.0785 | 90.0982
06/09/1982 08:00:00 | 210.3566 | 198.0367 | 173.5215 | 151.7546 | 139.2477 | 109.8861 | 88.5577 | 68.8703
06/09/1982 09:00:00 | 217.1588 | 208.8281 | 183.9353 | 161.6109 | 146.2737 | 108.85 | 82.7034 | 59.0556
06/09/1982 10:00:00 | 227.0845 | 220.2118 | 198.3082 | 175.8274 | 158.4101 | 111.3816 | 78.7395 | 51.9016
06/09/1982 11:00:00 | 214.4532 | 198.8688 | 162.648 | 127.9688 | 102.6353 | 54.3773 | 32.8879 | 25.8911
06/09/1982 12:00:00 | 133.4494 | 87.2373 | 48.0945 | 29.7641 | 24.2788 | 20.8505 | 20.5525 | 30.6668
06/09/1982 13:00:00 | 33.224 | 11.4632 | 3.9544 | 4.4182 | 7.5824 | 22.1162 | 32.1659 | 48.3114
06/09/1982 14:00:00 | 6.1859 | 2.9398 | 4.7753 | 12.0425 | 17.9995 | 29.5029 | 34.7603 | 41.3961
06/09/1982 15:00:00 | 12.0736 | 18.716 | 23.6139 | 30.2346 | 33.6505 | 39.3993 | 43.3546 | 46.8406
06/09/1982 16:00:00 | 30.9051 | 38.276 | 40.1792 | 42.9738 | 44.1986 | 48.0505 | 51.5738 | 55.0982
06/09/1982 17:00:00 | 39.6785 | 42.1462 | 44.4945 | 46.8975 | 47.1878 | 49.9019 | 52.6867 | 56.3884
06/09/1982 18:00:00 | 38.8978 | 39.3504 | 40.6554 | 41.8235 | 42.7531 | 42.8963 | 43.9393 | 44.0543
06/09/1982 19:00:00 | 30.2434 | 30.6651 | 29.1456 | 28.5265 | 28.96 | 27.8067 | 27.3821 | 25.8829
06/09/1982 20:00:00 | 19.8645 | 18.9727 | 17.9088 | 17.1699 | 16.7571 | 16.0021 | 16.3557 | 16.5212
06/09/1982 21:00:00 | 11.5442 | 10.1258 | 10.0615 | 9.8055 | 9.8683 | 10.5856 | 12.7278 | 14.942
06/09/1982 22:00:00 | 6.0845 | 5.7274 | 6.3252 | 7.0052 | 8.0156 | 10.0674 | 13.5121 | 16.7314
06/09/1982 23:00:00 | 2.753 | 3.3088 | 4.065 | 5.4427 | 7.1192 | 9.6916 | 12.547 | 14.3402
07/09/1982 00:00:00 | 0 | 0.64441 | 1.0943 | 2.2373 | 3.73 | 5.9891 | 7.1645 | 7.6925
07/09/1982 01:00:00 | 0 | 0 | 0 | 0.8101 | 1.6583 | 3.5085 | 4.1661 | 4.0912
07/09/1982 02:00:00 | 0.2299 | 1.753 | 1.6977 | 2.6609 | 3.4286 | 4.286 | 4.4904 | 3.7757
07/09/1982 03:00:00 | 6.3615 | 7.3927 | 6.274 | 5.7008 | 5.6635 | 5.4283 | 5.4588 | 4.8032
07/09/1982 04:00:00 | 11.4483 | 11.2951 | 10.237 | 9.1736 | 8.7987 | 8.2709 | 7.762 | 7.2525
07/09/1982 05:00:00 | 14.4708 | 13.9164 | 13.5319 | 12.9159 | 12.5096 | 11.8659 | 11.2854 | 10.8399
07/09/1982 06:00:00 | 16.2229 | 15.9967 | 15.6329 | 15.6391 | 16.2524 | 16.976 | 18.2013 | 18.5824
07/09/1982 07:00:00 | 21.9839 | 23.5995 | 24.1963 | 25.5957 | 27.0874 | 29.7127 | 32.3158 | 33.7095
07/09/1982 08:00:00 | 33.732 | 36.7669 | 38.8119 | 41.4443 | 43.2769 | 46.4884 | 48.9572 | 50.9873
07/09/1982 09:00:00 | 45.3552 | 48.1729 | 49.0247 | 49.4962 | 48.7277 | 49.7492 | 50.2086 | 51.3141
07/09/1982 10:00:00 | 52.7563 | 51.3826 | 50.0366 | 47.9145 | 46.2047 | 45.2723 | 45.846 | 46.5674
07/09/1982 11:00:00 | 61.8845 | 59.7481 | 58.5774 | 57.6396 | 57.9545 | 58.0854 | 60.0193 | 60.8844
07/09/1982 12:00:00 | 87.8071 | 88.6453 | 86.441 | 85.0214 | 83.3209 | 82.4862 | 83.1019 | 83.9981
07/09/1982 13:00:00 | 119.2876 | 121.931 | 115.9131 | 111.2096 | 105.6962 | 99.9837 | 97.0553 | 95.0055
07/09/1982 14:00:00 | 140.326 | 147.9828 | 141.9349 | 138.477 | 134.8389 | 125.0428 | 117.7909 | 108.9422
07/09/1982 15:00:00 | 156.3061 | 168.2318 | 167.4655 | 169.9277 | 170.5764 | 163.9933 | 154.1586 | 142.378
07/09/1982 16:00:00 | 175.9228 | 188.4534 | 190.5173 | 195.8157 | 197.9707 | 195.6326 | 188.0433 | 179.0602
07/09/1982 17:00:00 | 199.8342 | 210.2961 | 210.9025 | 213.9393 | 214.2704 | 210.6973 | 205.5376 | 198.6149
07/09/1982 18:00:00 | 217.9031 | 226.3557 | 226.1633 | 227.035 | 226.2352 | 220.5893 | 217.0327 | 211.985
07/09/1982 19:00:00 | 217.6563 | 221.9078 | 220.7906 | 219.2369 | 218.1917 | 215.2823 | 217.5778 | 218.3145
07/09/1982 20:00:00 | 195.8899 | 194.6853 | 192.0334 | 188.6299 | 189.8271 | 194.5181 | 204.4882 | 211.9016
07/09/1982 21:00:00 | 167.7483 | 165.5657 | 165.1888 | 166.1421 | 169.5254 | 177.6693 | 182.6457 | 187.3586
07/09/1982 22:00:00 | 138.9388 | 137.0119 | 136.0859 | 137.3115 | 137.9949 | 141.5388 | 141.8877 | 143.1618
07/09/1982 23:00:00 | 119.1239 | 118.5106 | 121.3969 | 125.4029 | 127.4831 | 133.9384 | 138.3348 | 143.3652
08/09/1982 00:00:00 | 115.2498 | 118.6584 | 124.0402 | 130.4766 | 135.1608 | 142.5524 | 146.6283 | 150.119
08/09/1982 01:00:00 | 103.2173 | 105.3656 | 105.0359 | 105.5305 | 107.2457 | 110.1219 | 113.5674 | 115.6671
08/09/1982 02:00:00 | 77.2464 | 78.2708 | 77.7304 | 78.2535 | 79.673 | 82.8609 | 86.0015 | 88.4471
08/09/1982 03:00:00 | 57.8338 | 59.918 | 60.5956 | 62.1254 | 63.5091 | 66.3756 | 68.864 | 70.785
08/09/1982 04:00:00 | 48.3045 | 50.3117 | 51.286 | 52.5824 | 53.5499 | 55.2782 | 56.8148 | 58.0083
08/09/1982 05:00:00 | 45.8267 | 48.0621 | 49.3849 | 50.657 | 51.3285 | 52.0245 | 52.5436 | 52.8453
08/09/1982 06:00:00 | 44.9983 | 48.0752 | 49.6011 | 50.8816 | 51.1486 | 50.7248 | 50.2332 | 49.6506
08/09/1982 07:00:00 | 39.7011 | 43.2275 | 45.0964 | 46.7872 | 47.0235 | 46.2569 | 45.2949 | 44.4523
08/09/1982 08:00:00 | 35.3478 | 39.2819 | 42.1162 | 44.6712 | 45.3338 | 45.2656 | 43.9642 | 42.8989
08/09/1982 09:00:00 | 34.3023 | 38.2787 | 41.5635 | 44.525 | 45.4866 | 45.9571 | 44.0125 | 42.6473
08/09/1982 10:00:00 | 29.8051 | 31.9445 | 34.0697 | 35.9044 | 37.0579 | 38.5138 | 38.0991 | 38.1317
08/09/1982 11:00:00 | 22.0277 | 22.4601 | 23.6415 | 24.7269 | 25.7729 | 27.7067 | 29.3572 | 30.9213
08/09/1982 12:00:00 | 16.2528 | 16.1322 | 16.625 | 17.1083 | 17.882 | 19.3563 | 21.06 | 22.5935
08/09/1982 13:00:00 | 11.5428 | 11.1038 | 11.1702 | 11.1986 | 11.596 | 12.4452 | 13.8743 | 15.1688
08/09/1982 14:00:00 | 8.9957 | 8.7716 | 8.7748 | 8.8079 | 9.008 | 9.4299 | 10.5084 | 11.3079
08/09/1982 15:00:00 | 8.6555 | 8.6905 | 8.7524 | 8.8724 | 9.0431 | 9.3363 | 10.0204 | 10.4725
08/09/1982 16:00:00 | 8.0927 | 8.3309 | 8.4398 | 8.6879 | 8.9268 | 9.5361 | 10.3842 | 11.0605
08/09/1982 17:00:00 | 7.6755 | 8.6632 | 8.5496 | 9.1618 | 10.0885 | 11.4375 | 12.9705 | 13.5868
08/09/1982 18:00:00 | 9.6728 | 12.5 | 12.2873 | 13.8413 | 15.8575 | 18.4082 | 21.3388 | 22.5072
08/09/1982 19:00:00 | 13.4068 | 17.3691 | 17.6698 | 20.0822 | 22.7042 | 26.2119 | 30.4174 | 32.6799
08/09/1982 20:00:00 | 16.4444 | 20.4757 | 21.5075 | 24.536 | 27.3682 | 31.8345 | 36.2634 | 38.6884
08/09/1982 21:00:00 | 18.9439 | 22.9942 | 24.9214 | 28.2662 | 31.5255 | 35.5811 | 39.252 | 40.8308
08/09/1982 22:00:00 | 16.8364 | 21.0822 | 24.0286 | 27.5296 | 30.1289 | 33.897 | 36.4434 | 38.6676
08/09/1982 23:00:00 | 11.5306 | 15.3544 | 18.2199 | 21.6568 | 23.8437 | 27.3991 | 30.2731 | 32.7344
09/09/1982 00:00:00 | 6.9442 | 8.7431 | 9.6575 | 11.4841 | 13.0461 | 15.8242 | 17.7089 | 19.1303
09/09/1982 01:00:00 | 4.0177 | 5.1725 | 5.5786 | 6.3607 | 7.0713 | 7.8136 | 8.3199 | 8.4937
09/09/1982 02:00:00 | 4.921 | 5.231 | 5.9081 | 6.5555 | 6.9343 | 7.2161 | 7.2634 | 7.2705
09/09/1982 03:00:00 | 9.8846 | 9.6936 | 10.2216 | 10.5636 | 10.6772 | 10.8965 | 10.7527 | 10.8796
09/09/1982 04:00:00 | 16.8167 | 17.5309 | 18.1527 | 18.597 | 18.6657 | 18.6032 | 18.2308 | 18.0721
09/09/1982 05:00:00 | 22.5692 | 23.4926 | 24.385 | 25.0999 | 25.2247 | 25.6104 | 25.2167 | 25.24
09/09/1982 06:00:00 | 25.2881 | 26.8476 | 28.0881 | 29.3291 | 29.5866 | 30.4261 | 30.3771 | 30.782
09/09/1982 07:00:00 | 21.5612 | 24.1889 | 25.9968 | 28.0649 | 29.0744 | 31.2315 | 32.125 | 33.2619
09/09/1982 08:00:00 | 14.7875 | 17.7314 | 19.9066 | 22.5796 | 24.0952 | 27.2205 | 29.1098 | 31.2177
09/09/1982 09:00:00 | 8.1632 | 10.1445 | 12.1671 | 14.448 | 16.2931 | 20.1124 | 22.8803 | 25.692
09/09/1982 10:00:00 | 2.7952 | 4.5755 | 6.2439 | 8.0606 | 9.2595 | 12.6537 | 15.3087 | 18.364
09/09/1982 11:00:00 | 0 | 0.62739 | 1.7818 | 3.5712 | 4.7092 | 7.0494 | 8.8227 | 11.2104
09/09/1982 12:00:00 | 0 | 0 | 0 | 0 | 0.59763 | 1.9501 | 3.5672 | 5.3889
09/09/1982 13:00:00 | 0 | 0 | 0 | 0 | 0 | 0 | 0.34877 | 1.3834
09/09/1982 14:00:00 | 0 | 0 | 0 | 0 | 0 | 0 | 0 | 0
09/09/1982 15:00:00 | 0 | 0 | 0 | 0 | 0 | 0 | 0 | 0
09/09/1982 16:00:00 | 0 | 0 | 0 | 0 | 0 | 0 | 0 | 0
09/09/1982 17:00:00 | 1.3936 | 0.84486 | 0.054451 | 0 | 0 | 0 | 0 | 0
09/09/1982 18:00:00 | 7.0632 | 6.1915 | 4.9185 | 4.1402 | 3.8779 | 3.1029 | 2.9665 | 2.4778
09/09/1982 19:00:00 | 19.0736 | 18.7084 | 16.9258 | 15.8215 | 15.33 | 13.8486 | 13.472 | 12.6439
09/09/1982 20:00:00 | 30.7987 | 32.375 | 31.4914 | 31.4335 | 31.5275 | 30.3953 | 30.114 | 29.0041
09/09/1982 21:00:00 | 39.1491 | 41.161 | 41.1603 | 41.7379 | 43.0358 | 43.6324 | 44.6287 | 44.3539
09/09/1982 22:00:00 | 45.2987 | 45.3603 | 45.6152 | 45.4035 | 46.6049 | 47.4498 | 50.1073 | 51.4402
09/09/1982 23:00:00 | 48.3383 | 46.613 | 47.0374 | 46.2583 | 46.2215 | 45.8897 | 48.2516 | 50.145
10/09/1982 00:00:00 | 46.8833 | 45.1066 | 44.8366 | 44.2302 | 44.0417 | 43.7572 | 45.0327 | 46.0394
10/09/1982 01:00:00 | 41.5107 | 39.6296 | 38.9881 | 38.475 | 38.3753 | 38.6037 | 39.3466 | 40.0791
10/09/1982 02:00:00 | 34.0071 | 32.4261 | 31.8883 | 31.2582 | 30.7701 | 30.581 | 30.7339 | 31.3101
10/09/1982 03:00:00 | 23.5032 | 22.3638 | 22.0924 | 21.8095 | 21.598 | 21.9115 | 22.2223 | 22.9099
10/09/1982 04:00:00 | 14.0778 | 13.2375 | 13.2924 | 13.2251 | 13.1692 | 13.6934 | 14.025 | 14.7744
10/09/1982 05:00:00 | 9.3607 | 8.7007 | 8.6179 | 8.2592 | 8.0134 | 7.9033 | 8.0331 | 8.3772
10/09/1982 06:00:00 | 7.2544 | 6.6584 | 6.5118 | 6.1821 | 6.017 | 5.824 | 5.7389 | 5.763
10/09/1982 07:00:00 | 4.7456 | 4.5129 | 4.7874 | 4.9504 | 5.0689 | 5.3499 | 5.3412 | 5.4733
10/09/1982 08:00:00 | 2.924 | 2.7473 | 3.2543 | 3.5317 | 3.6963 | 4.1696 | 4.4577 | 4.9396
10/09/1982 09:00:00 | 2.7593 | 2.7838 | 3.3077 | 3.5781 | 3.7875 | 4.2933 | 4.7069 | 5.2564
10/09/1982 10:00:00 | 1.4417 | 1.5958 | 1.9159 | 2.139 | 2.3254 | 2.8241 | 3.2759 | 3.8875
10/09/1982 11:00:00 | 0 | 0 | 0 | 0 | 0.031302 | 0.38405 | 0.66714 | 1.0935
10/09/1982 12:00:00 | 0 | 0 | 0 | 0 | 0 | 0 | 0 | 0
10/09/1982 13:00:00 | 0 | 0 | 0 | 0 | 0 | 0 | 0 | 0
10/09/1982 14:00:00 | 0 | 0 | 0 | 0 | 0 | 0 | 0 | 0
10/09/1982 15:00:00 | 1.4467 | 0.8707 | 0.10675 | 0 | 0 | 0 | 0 | 0
10/09/1982 16:00:00 | 2.2742 | 1.231 | 0.26301 | 0 | 0 | 0 | 0 | 0
10/09/1982 17:00:00 | 3.846 | 2.1267 | 0.76748 | 0 | 0 | 0 | 0 | 0
10/09/1982 18:00:00 | 5.7548 | 3.8992 | 1.6747 | 0.2855 | 0 | 0 | 0 | 0
10/09/1982 19:00:00 | 7.1164 | 5.0146 | 2.63 | 0.96307 | 0.17873 | 0 | 0 | 0
10/09/1982 20:00:00 | 6.9959 | 4.7534 | 2.5018 | 0.9468 | 0.18793 | 0 | 0 | 0
10/09/1982 21:00:00 | 5.893 | 3.6667 | 1.6472 | 0.32762 | 0 | 0 | 0 | 0
10/09/1982 22:00:00 | 3.6752 | 1.6647 | 0.39306 | 0 | 0 | 0 | 0 | 0
10/09/1982 23:00:00 | 1.2153 | 0 | 0 | 0 | 0 | 0 | 0 | 0
11/09/1982 00:00:00 | 0.6334 | 0 | 0 | 0 | 0 | 0 | 0 | 0
11/09/1982 01:00:00 | 3.8583 | 3.0695 | 2.439 | 1.9149 | 1.7884 | 1.7799 | 2.3985 | 3.1195
11/09/1982 02:00:00 | 11.5466 | 10.8907 | 10.5627 | 10.6032 | 11.0494 | 12.1388 | 13.4435 | 14.5123
11/09/1982 03:00:00 | 14.5362 | 14.5331 | 14.6641 | 15.1052 | 15.5503 | 16.5386 | 17.287 | 17.9502
11/09/1982 04:00:00 | 12.581 | 13.7349 | 14.7114 | 16.1486 | 17.287 | 19.46 | 21.102 | 22.6477
11/09/1982 05:00:00 | 17.4314 | 20.7452 | 22.4204 | 24.6563 | 25.8665 | 27.893 | 29.3765 | 30.5415
11/09/1982 06:00:00 | 23.6698 | 26.7471 | 27.8 | 29.6533 | 30.5001 | 32.1141 | 34.1678 | 35.8498
11/09/1982 07:00:00 | 23.0634 | 26.3136 | 28.5937 | 32.1631 | 34.2969 | 39.6367 | 44.6551 | 49.701
11/09/1982 08:00:00 | 27.6959 | 33.49 | 37.25 | 42.6408 | 45.5417 | 51.8008 | 55.1213 | 58.3192
11/09/1982 09:00:00 | 36.026 | 41.3762 | 43.4937 | 46.5864 | 48.632 | 52.0697 | 53.2524 | 54.1915
11/09/1982 10:00:00 | 35.9519 | 38.8013 | 40.4284 | 42.6112 | 43.9888 | 46.7752 | 47.6209 | 48.575
11/09/1982 11:00:00 | 35.0814 | 35.97 | 37.1096 | 38.2174 | 39.2093 | 40.7514 | 41.0985 | 41.4959
11/09/1982 12:00:00 | 33.5456 | 32.9742 | 33.2277 | 33.3297 | 33.6168 | 34.4431 | 35.1612 | 36.0436
11/09/1982 13:00:00 | 36.6612 | 35.8208 | 37.355 | 38.4522 | 39.1201 | 41.4487 | 43.0567 | 45.3548
11/09/1982 14:00:00 | 60.0602 | 60.3505 | 61.6867 | 62.779 | 63.3272 | 65.2221 | 66.2543 | 67.8948
11/09/1982 15:00:00 | 91.5446 | 91.8281 | 92.4089 | 92.7397 | 92.3908 | 92.766 | 92.4854 | 93.0574
11/09/1982 16:00:00 | 109.6673 | 109.1914 | 110.1312 | 110.3917 | 109.7468 | 109.674 | 108.9982 | 109.4602
11/09/1982 17:00:00 | 116.5304 | 114.7895 | 114.7827 | 113.9247 | 112.5213 | 111.708 | 110.3735 | 110.5195
11/09/1982 18:00:00 | 116.3943 | 114.2693 | 115.5692 | 115.687 | 114.8361 | 114.9068 | 113.3239 | 113.6216
11/09/1982 19:00:00 | 115.0875 | 113.2171 | 114.5116 | 114.7466 | 114.3467 | 113.8551 | 111.6193 | 110.6413
11/09/1982 20:00:00 | 109.2857 | 106.0845 | 106.0268 | 105.0409 | 104.2452 | 102.8118 | 100.7347 | 99.493
11/09/1982 21:00:00 | 94.4938 | 92.2788 | 91.8947 | 90.2726 | 88.8652 | 86.8347 | 85.0948 | 84.285
11/09/1982 22:00:00 | 68.1184 | 68.964 | 69.4034 | 69.2103 | 68.624 | 67.533 | 66.8334 | 66.5096
11/09/1982 23:00:00 | 46.0467 | 48.2115 | 48.7906 | 49.7283 | 50.2958 | 50.391 | 50.7051 | 50.3616
12/09/1982 00:00:00 | 34.9878 | 36.682 | 36.5305 | 37.2086 | 37.8348 | 38.1956 | 38.2896 | 37.7039
12/09/1982 01:00:00 | 28.6195 | 29.6787 | 28.7713 | 28.5119 | 28.3766 | 28.0544 | 28.231 | 27.9947
12/09/1982 02:00:00 | 23.3619 | 24.5138 | 24.1203 | 24.1615 | 23.9456 | 23.2401 | 22.9361 | 22.331
12/09/1982 03:00:00 | 20.5337 | 21.8047 | 22.7088 | 23.7314 | 23.9917 | 24.0253 | 23.3096 | 22.7096
12/09/1982 04:00:00 | 20.9662 | 21.469 | 22.8731 | 23.9302 | 24.3292 | 25.2527 | 25.301 | 25.8657
12/09/1982 05:00:00 | 20.5251 | 20.7278 | 21.8066 | 22.3646 | 22.4974 | 23.509 | 23.8926 | 24.9834
12/09/1982 06:00:00 | 17.1488 | 17.5645 | 18.4829 | 19.0964 | 19.2369 | 20.2069 | 20.6944 | 21.8254
12/09/1982 07:00:00 | 14.1303 | 14.6057 | 15.5983 | 16.4124 | 16.6395 | 17.7359 | 18.2489 | 19.2564
12/09/1982 08:00:00 | 11.9437 | 12.5574 | 13.3546 | 13.932 | 14.166 | 15.3188 | 15.7699 | 16.7727
12/09/1982 09:00:00 | 8.0218 | 8.8092 | 9.6478 | 10.2863 | 10.692 | 11.6874 | 12.2695 | 13.1662
12/09/1982 10:00:00 | 4.4126 | 5.3388 | 6.3919 | 7.1341 | 7.5798 | 8.4394 | 9.0691 | 10.0762
12/09/1982 11:00:00 | 2.3709 | 3.4492 | 4.556 | 5.4694 | 5.9192 | 7.0006 | 7.7542 | 8.7271
12/09/1982 12:00:00 | 2.4643 | 3.7908 | 4.7937 | 5.7007 | 6.0347 | 7.015 | 7.7582 | 8.786
12/09/1982 13:00:00 | 3.542 | 4.94 | 5.9157 | 6.9526 | 7.4169 | 8.4633 | 9.2148 | 10.5484
12/09/1982 14:00:00 | 4.4281 | 5.6957 | 6.7201 | 7.7898 | 8.3271 | 9.6648 | 10.7102 | 12.1648
12/09/1982 15:00:00 | 6.3163 | 7.4684 | 8.6313 | 9.8984 | 10.6132 | 12.6125 | 13.8788 | 15.9603
12/09/1982 16:00:00 | 10.5531 | 12.782 | 14.8603 | 17.4017 | 18.9467 | 22.5574 | 25.3816 | 28.7523
12/09/1982 17:00:00 | 19.9151 | 24.8263 | 28.0372 | 32.748 | 35.859 | 42.6208 | 47.8156 | 53.0269
12/09/1982 18:00:00 | 35.9299 | 44.5306 | 48.1664 | 55.0438 | 60.3283 | 69.4218 | 76.8135 | 81.7235
12/09/1982 19:00:00 | 59.0902 | 70.3465 | 71.9354 | 79.1777 | 86.3633 | 97.9035 | 108.0477 | 113.1782
12/09/1982 20:00:00 | 83.4257 | 96.3849 | 98.5401 | 105.3969 | 113.4866 | 126.3427 | 136.4285 | 141.5573
12/09/1982 21:00:00 | 103.9766 | 116.9184 | 121.0789 | 127.2239 | 130.8411 | 137.6214 | 138.1243 | 138.8787
12/09/1982 22:00:00 | 103.591 | 110.7332 | 113.789 | 116.8081 | 117.2177 | 118.7596 | 116.6007 | 116.0343
12/09/1982 23:00:00 | 80.9315 | 83.7751 | 85.9638 | 87.9595 | 88.9208 | 91.6445 | 92.0608 | 93.4408
13/09/1982 00:00:00 | 65.2596 | 66.7099 | 68.8436 | 70.5467 | 70.7845 | 71.8305 | 71.1563 | 71.5623
13/09/1982 01:00:00 | 54.8417 | 55.2104 | 56.8838 | 57.7289 | 57.0156 | 56.0361 | 54.344 | 53.8353
13/09/1982 02:00:00 | 44.0779 | 43.8936 | 44.2592 | 44.0726 | 43.0755 | 41.5715 | 40.2842 | 39.7096
13/09/1982 03:00:00 | 32.766 | 32.1386 | 31.2768 | 30.3666 | 29.6134 | 28.415 | 27.7706 | 27.257
13/09/1982 04:00:00 | 22.4137 | 22.0251 | 20.9498 | 20.129 | 19.6444 | 18.9332 | 18.3923 | 17.8568
13/09/1982 05:00:00 | 13.3585 | 13.416 | 12.8699 | 12.4339 | 12.1056 | 11.8223 | 11.5801 | 11.4603
13/09/1982 06:00:00 | 6.5871 | 6.6443 | 6.5833 | 6.4867 | 6.2407 | 6.0645 | 5.9516 | 6.0282
13/09/1982 07:00:00 | 3.5825 | 3.6728 | 3.7382 | 3.7202 | 3.5078 | 3.2601 | 3.1499 | 3.1749
13/09/1982 08:00:00 | 1.4968 | 1.7842 | 2.0772 | 2.3627 | 2.506 | 2.6872 | 3.0002 | 3.2938
13/09/1982 09:00:00 | 0 | 0.4454 | 0.94643 | 1.4053 | 1.7657 | 2.5377 | 3.3121 | 3.9823
13/09/1982 10:00:00 | 0 | 0 | 0.24157 | 0.85104 | 1.3258 | 2.1323 | 3.063 | 3.9026
13/09/1982 11:00:00 | 0 | 0 | 0 | 0 | 0.13496 | 0.78084 | 1.2778 | 1.7182
13/09/1982 12:00:00 | 0 | 0 | 0 | 0 | 0 | 0 | 0 | 0
13/09/1982 13:00:00 | 0 | 0 | 0 | 0 | 0 | 0 | 0 | 0
13/09/1982 14:00:00 | 0 | 0 | 0 | 0 | 0 | 0 | 0 | 0
13/09/1982 15:00:00 | 0 | 0 | 0 | 0 | 0 | 0 | 0 | 0
13/09/1982 16:00:00 | 0 | 0 | 0 | 0 | 0 | 0 | 0 | 0
13/09/1982 17:00:00 | 0 | 0 | 0 | 0 | 0 | 0 | 0 | 0
13/09/1982 18:00:00 | 0 | 0 | 0 | 0 | 0 | 0 | 0 | 0
13/09/1982 19:00:00 | 0 | 0 | 0 | 0 | 0 | 0 | 0 | 0
13/09/1982 20:00:00 | 0 | 0 | 0 | 0 | 0 | 0 | 0 | 0
13/09/1982 21:00:00 | 0 | 0 | 0 | 0 | 0 | 0 | 0 | 0
13/09/1982 22:00:00 | 0 | 0 | 0 | 0 | 0 | 0 | 0 | 0
13/09/1982 23:00:00 | 0 | 0 | 0 | 0 | 0 | 0 | 0 | 0
14/09/1982 00:00:00 | 0 | 0 | 0 | 0 | 0 | 0 | 0 | 0
14/09/1982 01:00:00 | 0 | 0 | 0 | 0 | 0 | 0 | 0 | 0
14/09/1982 02:00:00 | 0 | 0 | 0 | 0 | 0 | 0 | 0 | 0
14/09/1982 03:00:00 | 0 | 0 | 0 | 0 | 0 | 0 | 0 | 0
14/09/1982 04:00:00 | 0 | 0 | 0 | 0 | 0 | 0 | 0 | 0
14/09/1982 05:00:00 | 0 | 0 | 0 | 0 | 0 | 0 | 0 | 0
14/09/1982 06:00:00 | 0.93324 | 0.73833 | 0.56399 | 0.43434 | 0.38242 | 0.22778 | 0.19176 | 0.11077
14/09/1982 07:00:00 | 0.54144 | 0.63381 | 0.61101 | 0.66971 | 0.70104 | 0.67088 | 0.69025 | 0.63622
14/09/1982 08:00:00 | 0 | 0 | 0 | 0 | 0 | 0 | 0 | 0.032155
14/09/1982 09:00:00 | 0 | 0 | 0 | 0 | 0 | 0 | 0 | 0
14/09/1982 10:00:00 | 0 | 0 | 0 | 0 | 0 | 0 | 0 | 0
14/09/1982 11:00:00 | 0 | 0 | 0 | 0 | 0 | 0 | 0 | 0
14/09/1982 12:00:00 | 0 | 0 | 0 | 0 | 0 | 0 | 0 | 0
14/09/1982 13:00:00 | 0 | 0 | 0 | 0 | 0 | 0 | 0 | 0
14/09/1982 14:00:00 | 0 | 0 | 0 | 0 | 0 | 0 | 0 | 0
14/09/1982 15:00:00 | 0.56671 | 0.42444 | 0.32721 | 0.35269 | 0.36957 | 0.44951 | 0.64407 | 0.81294
14/09/1982 16:00:00 | 2.0907 | 1.7827 | 1.5971 | 1.5342 | 1.4945 | 1.4184 | 1.5254 | 1.5939
14/09/1982 17:00:00 | 5.1249 | 4.529 | 3.9788 | 3.657 | 3.5282 | 3.2325 | 3.3047 | 3.2744
14/09/1982 18:00:00 | 8.9869 | 8.296 | 7.4395 | 6.8481 | 6.6272 | 6.0749 | 5.9857 | 5.7427
14/09/1982 19:00:00 | 14.6415 | 13.7443 | 12.2658 | 11.2076 | 10.8323 | 9.7442 | 9.3902 | 8.8613
14/09/1982 20:00:00 | 21.6763 | 20.2696 | 18.0801 | 16.4122 | 15.7504 | 13.9936 | 13.3796 | 12.3104
14/09/1982 21:00:00 | 29.7473 | 28.3878 | 25.5214 | 23.4042 | 22.4658 | 19.8538 | 18.6066 | 16.7168
14/09/1982 22:00:00 | 34.438 | 34.5038 | 32.6165 | 31.2962 | 30.9227 | 28.5419 | 27.1855 | 25.1896
14/09/1982 23:00:00 | 34.2081 | 34.5225 | 34.4686 | 34.537 | 34.7208 | 33.9334 | 33.6252 | 32.7295
15/09/1982 00:00:00 | 31.9973 | 31.7958 | 31.9893 | 32.1981 | 32.0641 | 31.9158 | 31.9195 | 32.0075
15/09/1982 01:00:00 | 28.7966 | 28.4063 | 27.9409 | 27.885 | 27.732 | 27.6803 | 27.4754 | 27.3278
15/09/1982 02:00:00 | 25.4114 | 25.2672 | 24.5682 | 24.3976 | 24.5006 | 24.464 | 24.3531 | 23.9529
15/09/1982 03:00:00 | 19.2282 | 20.1313 | 20.0584 | 20.498 | 21.1344 | 21.7327 | 22.1785 | 22.078
15/09/1982 04:00:00 | 10.8732 | 12.2934 | 12.9588 | 14.0075 | 14.9844 | 16.5431 | 17.7 | 18.402
15/09/1982 05:00:00 | 5.5738 | 6.4829 | 6.9608 | 7.6944 | 8.3334 | 9.4313 | 10.6437 | 11.503
15/09/1982 06:00:00 | 2.9171 | 3.6466 | 3.9076 | 4.3966 | 4.916 | 5.6447 | 6.4213 | 6.8603
15/09/1982 07:00:00 | 1.359 | 1.7522 | 2.053 | 2.573 | 3.0268 | 3.6953 | 4.4378 | 4.9416
15/09/1982 08:00:00 | 0.50687 | 0.79789 | 1.1026 | 1.4417 | 1.6396 | 2.1453 | 2.7972 | 3.409
15/09/1982 09:00:00 | 0 | 0 | 0.090753 | 0.41295 | 0.55914 | 0.96664 | 1.2774 | 1.6346
15/09/1982 10:00:00 | 0 | 0 | 0 | 0 | 0 | 0 | 0 | 0.23833
15/09/1982 11:00:00 | 0 | 0 | 0 | 0 | 0 | 0 | 0 | 0
15/09/1982 12:00:00 | 0 | 0 | 0 | 0 | 0 | 0 | 0 | 0
15/09/1982 13:00:00 | 0 | 0 | 0 | 0 | 0 | 0 | 0 | 0
15/09/1982 14:00:00 | 0 | 0 | 0 | 0 | 0 | 0 | 0 | 0
15/09/1982 15:00:00 | 0 | 0 | 0 | 0 | 0 | 0 | 0 | 0
15/09/1982 16:00:00 | 0 | 0 | 0 | 0 | 0 | 0 | 0 | 0
15/09/1982 17:00:00 | 0 | 0 | 0 | 0 | 0 | 0 | 0 | 0
15/09/1982 18:00:00 | 1.8721 | 0.9558 | 0 | 0 | 0 | 0 | 0 | 0
15/09/1982 19:00:00 | 5.4715 | 4.1117 | 2.3187 | 1.4048 | 1.1478 | 0.38616 | 0.076393 | 0
15/09/1982 20:00:00 | 11.0594 | 9.699 | 7.6973 | 6.36 | 5.7189 | 4.1153 | 3.3407 | 2.0717
15/09/1982 21:00:00 | 20.4961 | 19.6078 | 16.3726 | 14.0484 | 12.8558 | 9.912 | 8.5764 | 6.9197
15/09/1982 22:00:00 | 31.2499 | 30.5961 | 26.6195 | 23.9248 | 22.3288 | 18.3128 | 16.1833 | 13.413
15/09/1982 23:00:00 | 38.808 | 39.0513 | 35.6849 | 33.3492 | 31.9398 | 27.393 | 25.041 | 21.8527
16/09/1982 00:00:00 | 35.7189 | 36.4551 | 35.0217 | 33.6552 | 32.7212 | 29.3691 | 27.082 | 24.6816
16/09/1982 01:00:00 | 27.7044 | 27.4287 | 26.7826 | 25.5714 | 24.5845 | 22.1393 | 20.7308 | 19.4428
16/09/1982 02:00:00 | 20.7525 | 19.4395 | 18.5653 | 16.8351 | 15.5159 | 13.1934 | 12.2212 | 11.4085
16/09/1982 03:00:00 | 13.3526 | 11.2492 | 9.7837 | 8.0612 | 7.2003 | 5.5583 | 4.943 | 4.3683
16/09/1982 04:00:00 | 5.9522 | 4.2902 | 3.3212 | 1.9584 | 1.5414 | 0.86198 | 0.55634 | 0.32844
16/09/1982 05:00:00 | 1.9786 | 1.2205 | 0.86023 | 0.31787 | 0 | 0 | 0 | 0
16/09/1982 06:00:00 | 1.0817 | 0.6318 | 0.41663 | 0.037497 | 0 | 0 | 0 | 0
16/09/1982 07:00:00 | 0.22697 | 0.0061495 | 0.017647 | 0 | 0 | 0 | 0 | 0
16/09/1982 08:00:00 | 0.37474 | 0.39108 | 0.40979 | 0.32013 | 0.073208 | 0 | 0 | 0
16/09/1982 09:00:00 | 0.015503 | 0.17153 | 0.027797 | 0 | 0 | 0 | 0 | 0
16/09/1982 10:00:00 | 0 | 0 | 0 | 0 | 0 | 0 | 0 | 0
16/09/1982 11:00:00 | 0 | 0 | 0 | 0 | 0 | 0 | 0 | 0
16/09/1982 12:00:00 | 0 | 0 | 0 | 0 | 0 | 0 | 0 | 0
16/09/1982 13:00:00 | 1.4946 | 1.6687 | 1.2452 | 0.95977 | 0.76347 | 0.49368 | 0.38894 | 0.30127
16/09/1982 14:00:00 | 4.2618 | 4.9527 | 4.1326 | 3.7642 | 3.4122 | 2.5765 | 1.9931 | 1.4981
16/09/1982 15:00:00 | 7.6313 | 8.6019 | 7.8281 | 7.7021 | 7.4715 | 6.5012 | 5.6587 | 4.5131
16/09/1982 16:00:00 | 11.7243 | 13.0768 | 12.1392 | 12.2319 | 12.2827 | 11.2724 | 10.4428 | 8.9499
16/09/1982 17:00:00 | 17.0135 | 18.7942 | 17.6202 | 17.7182 | 18.1841 | 17.2941 | 16.9673 | 15.2276
16/09/1982 18:00:00 | 23.5754 | 25.8665 | 24.8675 | 24.8717 | 25.5574 | 24.6173 | 24.4895 | 22.7062
16/09/1982 19:00:00 | 33.6854 | 37.1414 | 35.9193 | 35.5665 | 36.5604 | 35.074 | 34.7547 | 32.515
16/09/1982 20:00:00 | 44.1181 | 49.1395 | 48.284 | 47.8051 | 49.1803 | 46.9321 | 46.0541 | 42.9612
16/09/1982 21:00:00 | 43.1041 | 49.2772 | 52.6276 | 55.6798 | 58.3516 | 58.9291 | 58.5915 | 56.6172
16/09/1982 22:00:00 | 37.4726 | 41.5376 | 46.3629 | 51.164 | 54.443 | 58.8179 | 62.1525 | 65.2043
16/09/1982 23:00:00 | 39.7188 | 40.2906 | 42.9099 | 44.0471 | 44.7913 | 46.4736 | 49.2924 | 52.7392
17/09/1982 00:00:00 | 37.6086 | 37.601 | 39.945 | 40.1484 | 39.267 | 38.3276 | 37.6671 | 38.5546
17/09/1982 01:00:00 | 28.5466 | 26.8351 | 29.1685 | 29.1392 | 27.662 | 26.8987 | 25.2675 | 25.8313
17/09/1982 02:00:00 | 25.8239 | 21.8672 | 23.3878 | 21.9977 | 19.5073 | 17.6853 | 15.0903 | 15.4258
17/09/1982 03:00:00 | 22.5923 | 18.078 | 18.8991 | 16.8407 | 13.7444 | 11.1447 | 8.3684 | 8.1214
17/09/1982 04:00:00 | 12.2959 | 8.8578 | 9.1636 | 7.8336 | 5.9179 | 4.2674 | 2.2621 | 2.1768
17/09/1982 05:00:00 | 4.2136 | 1.7736 | 2.1959 | 1.4244 | 0.49085 | 0 | 0 | 0
17/09/1982 06:00:00 | 0.78543 | 0 | 0.17281 | 0 | 0 | 0 | 0 | 0
17/09/1982 07:00:00 | 0 | 0 | 0 | 0.099166 | 0 | 0 | 0 | 0.41601
17/09/1982 08:00:00 | 0.2638 | 0 | 0.87203 | 1.1577 | 0.94497 | 1.3376 | 1.3059 | 2.2088
17/09/1982 09:00:00 | 1.7561 | 1.7198 | 2.8383 | 3.3114 | 3.1161 | 3.6971 | 3.6666 | 4.6191
17/09/1982 10:00:00 | 3.2444 | 3.6157 | 4.4602 | 4.8828 | 4.8393 | 5.3614 | 5.4241 | 6.1127
17/09/1982 11:00:00 | 3.5868 | 4.454 | 5.1077 | 5.6157 | 5.7749 | 6.5161 | 6.7704 | 7.3878
17/09/1982 12:00:00 | 3.3427 | 4.8475 | 5.5298 | 6.4451 | 6.9095 | 8.0778 | 8.5866 | 9.2183
17/09/1982 13:00:00 | 4.245 | 6.0185 | 6.8321 | 8.096 | 8.6538 | 10.332 | 11.1845 | 12.1523
17/09/1982 14:00:00 | 6.7541 | 8.4799 | 9.569 | 11.5565 | 12.1819 | 13.8715 | 14.7538 | 15.9588
17/09/1982 15:00:00 | 9.6181 | 11.7413 | 12.966 | 14.8378 | 15.7021 | 17.451 | 18.8313 | 20.0701
17/09/1982 16:00:00 | 12.6632 | 14.5637 | 15.2652 | 16.8132 | 17.9663 | 19.5715 | 21.5504 | 22.8025
17/09/1982 17:00:00 | 16.3356 | 18.3504 | 18.3905 | 19.4082 | 20.7293 | 22.4129 | 24.5793 | 25.4566
17/09/1982 18:00:00 | 20.2573 | 22.121 | 21.5718 | 22.2637 | 23.5087 | 24.9832 | 26.8118 | 27.2889
17/09/1982 19:00:00 | 22.9024 | 24.8659 | 24.7712 | 25.8746 | 26.8626 | 28.6023 | 30.1117 | 30.5324
17/09/1982 20:00:00 | 21.1257 | 24.1709 | 25.2279 | 27.6875 | 29.3008 | 32.706 | 34.526 | 35.9045
17/09/1982 21:00:00 | 17.7998 | 20.3302 | 21.2834 | 23.8072 | 25.3721 | 29.2282 | 31.604 | 33.6198
17/09/1982 22:00:00 | 18.9817 | 20.1107 | 19.8921 | 20.6422 | 21.6171 | 23.7366 | 24.8439 | 25.6391
17/09/1982 23:00:00 | 22.6515 | 23.1139 | 22.0347 | 20.9293 | 20.75 | 20.2823 | 20.0272 | 19.6171
18/09/1982 00:00:00 | 17.3736 | 17.9822 | 18.6668 | 18.4345 | 18.1211 | 17.3793 | 17.2033 | 17.3949
18/09/1982 01:00:00 | 6.4849 | 7.257 | 8.8216 | 10.13 | 10.5244 | 11.9124 | 12.6474 | 14.2745
18/09/1982 02:00:00 | 0.35308 | 0.9083 | 1.6979 | 2.7428 | 3.1907 | 4.7053 | 5.4399 | 6.7681
18/09/1982 03:00:00 | 0 | 0 | 0 | 0 | 0 | 0.15804 | 0.59401 | 1.0666
18/09/1982 04:00:00 | 0 | 0 | 0 | 0 | 0 | 0 | 0 | 0
18/09/1982 05:00:00 | 0 | 0 | 0 | 0 | 0 | 0 | 0 | 0
18/09/1982 06:00:00 | 0 | 0 | 0 | 0 | 0 | 0 | 0 | 0
18/09/1982 07:00:00 | 0 | 0 | 0 | 0 | 0 | 0 | 0 | 0
18/09/1982 08:00:00 | 0 | 0 | 0 | 0 | 0 | 0 | 0 | 0
18/09/1982 09:00:00 | 0 | 0 | 0 | 0 | 0 | 0 | 0 | 0
18/09/1982 10:00:00 | 0 | 0 | 0 | 0 | 0 | 0.22746 | 0.44094 | 0.64176
18/09/1982 11:00:00 | 0 | 0 | 0 | 0 | 0 | 0.15261 | 0.34835 | 0.6307
18/09/1982 12:00:00 | 0 | 0 | 0 | 0 | 0 | 0 | 0 | 0
18/09/1982 13:00:00 | 0 | 0 | 0 | 0 | 0 | 0 | 0 | 0
18/09/1982 14:00:00 | 0 | 0 | 0 | 0 | 0 | 0 | 0 | 0
18/09/1982 15:00:00 | 0 | 0 | 0 | 0 | 0 | 0 | 0 | 0
18/09/1982 16:00:00 | 0 | 0 | 0 | 0 | 0 | 0 | 0 | 0
18/09/1982 17:00:00 | 0 | 0 | 0 | 0 | 0 | 0 | 0 | 0
18/09/1982 18:00:00 | 0 | 0 | 0 | 0 | 0 | 0 | 0 | 0.23812
18/09/1982 19:00:00 | 23.7701 | 17.138 | 16.6237 | 15.4006 | 16.109 | 17.2959 | 18.0133 | 18.5814
18/09/1982 20:00:00 | 41.857 | 42.6871 | 46.477 | 48.4219 | 48.0527 | 46.9004 | 44.3757 | 43.611
18/09/1982 21:00:00 | 26.8742 | 27.0463 | 30.4482 | 31.9677 | 31.9819 | 33.7382 | 34.7738 | 38.1247
18/09/1982 22:00:00 | 20.8729 | 21.2951 | 23.7522 | 25.6488 | 26.9611 | 31.2695 | 34.7359 | 39.6289
18/09/1982 23:00:00 | 24.7288 | 25.8667 | 27.98 | 30.3065 | 32.1297 | 36.8082 | 41.9555 | 47.3996
19/09/1982 00:00:00 | 34.266 | 35.8664 | 38.4315 | 40.735 | 42.168 | 46.4593 | 51.008 | 56.0638
19/09/1982 01:00:00 | 48.0753 | 48.9999 | 51.7008 | 53.14 | 53.3187 | 56.1638 | 58.2315 | 62.5892
19/09/1982 02:00:00 | 54.8166 | 54.9126 | 57.6781 | 58.7535 | 58.5011 | 61.1499 | 62.3379 | 66.209
19/09/1982 03:00:00 | 45.523 | 47.343 | 51.3689 | 53.9514 | 54.9911 | 59.0058 | 61.0067 | 65.1967
19/09/1982 04:00:00 | 30.4817 | 33.8511 | 38.5497 | 42.9183 | 45.0731 | 51.0121 | 53.8862 | 58.2416
19/09/1982 05:00:00 | 16.7135 | 18.9291 | 22.7249 | 26.3022 | 28.4313 | 33.995 | 37.2299 | 42.1398
19/09/1982 06:00:00 | 9.2673 | 8.9851 | 10.4764 | 11.7834 | 12.6513 | 15.965 | 18.5321 | 22.4197
19/09/1982 07:00:00 | 9.8024 | 8.105 | 7.6799 | 6.9308 | 6.441 | 6.6736 | 7.2335 | 8.6198
19/09/1982 08:00:00 | 11.9135 | 9.6331 | 8.6373 | 7.2245 | 6.1538 | 4.99 | 4.4611 | 4.5883
19/09/1982 09:00:00 | 10.5824 | 9.0281 | 8.1767 | 6.8428 | 5.7923 | 4.5085 | 3.7784 | 3.4671
19/09/1982 10:00:00 | 8.7403 | 8.3801 | 7.8016 | 6.9236 | 5.9732 | 4.5923 | 3.5837 | 2.9323
19/09/1982 11:00:00 | 7.8231 | 8.0702 | 8.3558 | 8.4364 | 8.0177 | 7.2366 | 6.1587 | 5.4512
19/09/1982 12:00:00 | 5.6314 | 5.7837 | 6.943 | 7.8048 | 8.0098 | 8.3712 | 7.8323 | 7.7576
19/09/1982 13:00:00 | 1.338 | 0.98829 | 2.2206 | 3.5603 | 4.1711 | 5.6859 | 6.0524 | 7.1137
19/09/1982 14:00:00 | 0 | 0 | 0 | 0 | 0 | 0 | 0.49212 | 1.6101
19/09/1982 15:00:00 | 0 | 0 | 0 | 0 | 0 | 0 | 0 | 0
19/09/1982 16:00:00 | 3.2026 | 2.0485 | 1.4787 | 0.99445 | 0.58088 | 0 | 0 | 0
19/09/1982 17:00:00 | 5.2235 | 4.7421 | 5.013 | 4.7194 | 4.1742 | 3.6393 | 3.3179 | 3.4645
19/09/1982 18:00:00 | 9.3866 | 9.0528 | 9.2353 | 9.0383 | 8.7692 | 8.412 | 8.3348 | 8.4619
19/09/1982 19:00:00 | 30.358 | 30.8452 | 31.0895 | 30.9224 | 30.8924 | 30.4231 | 30.4534 | 30.3906
19/09/1982 20:00:00 | 65.7626 | 69.887 | 71.9872 | 74.7956 | 76.385 | 79.1343 | 80.7837 | 82.212
19/09/1982 21:00:00 | 133.894 | 145.5064 | 148.5237 | 154.6642 | 160.2333 | 167.052 | 172.3679 | 174.1135
19/09/1982 22:00:00 | 226.3504 | 232.5031 | 234.5619 | 237.3862 | 237.5 | 237.5 | 237.5 | 237.5
19/09/1982 23:00:00 | 232.3282 | 236.9048 | 237.5 | 237.5 | 237.5 | 237.5 | 237.5 | 237.5
20/09/1982 00:00:00 | 207.9224 | 219.0212 | 226.9752 | 230.7838 | 232.6137 | 236.1096 | 237.5 | 237.5
20/09/1982 01:00:00 | 178.4279 | 193.2859 | 202.8436 | 211.6302 | 216.6127 | 225.8738 | 229.974 | 233.2402
20/09/1982 02:00:00 | 138.4387 | 148.5379 | 157.0997 | 163.6868 | 165.461 | 171.9345 | 175.1458 | 181.2475
20/09/1982 03:00:00 | 101.386 | 104.8034 | 110.945 | 114.1417 | 113.816 | 116.7366 | 115.3916 | 118.3682
20/09/1982 04:00:00 | 94.0883 | 94.5013 | 96.7482 | 97.0435 | 96.585 | 98.3478 | 98.1494 | 100.3337
20/09/1982 05:00:00 | 113.6297 | 116.6361 | 114.9366 | 114.0939 | 113.7286 | 113.1504 | 111.4367 | 109.4706
20/09/1982 06:00:00 | 131.1047 | 140.0066 | 140.9173 | 142.965 | 143.8045 | 142.7242 | 141.5327 | 138.72
20/09/1982 07:00:00 | 112.9976 | 121.7151 | 127.6049 | 134.0083 | 137.8517 | 143.8726 | 147.2457 | 150.5919
20/09/1982 08:00:00 | 93.1839 | 101.3533 | 109.5278 | 118.8827 | 124.4863 | 135.9471 | 140.0037 | 145.2267
20/09/1982 09:00:00 | 91.9331 | 102.7931 | 113.0061 | 124.8619 | 131.5017 | 144.1682 | 149.1394 | 154.9325
20/09/1982 10:00:00 | 98.0468 | 111.4862 | 122.5793 | 136.3936 | 144.7465 | 159.0545 | 167.7165 | 175.2843
20/09/1982 11:00:00 | 103.6824 | 116.6153 | 129.2458 | 145.3244 | 157.4025 | 178.8998 | 192.7845 | 204.7691
20/09/1982 12:00:00 | 106.8168 | 118.8885 | 133.4604 | 150.3397 | 164.2222 | 190.3704 | 206.826 | 221.3205
20/09/1982 13:00:00 | 97.3307 | 106.0332 | 120.3554 | 136.1915 | 148.5875 | 174.8072 | 191.4169 | 208.472
20/09/1982 14:00:00 | 89.2071 | 97.9917 | 110.1907 | 124.9283 | 135.6566 | 160.7151 | 175.9567 | 193.4893
20/09/1982 15:00:00 | 101.7644 | 113.736 | 126.6036 | 142.4965 | 151.0864 | 173.4765 | 187.3149 | 204.0112
20/09/1982 16:00:00 | 144.614 | 159.8097 | 174.0007 | 189.3667 | 197.3052 | 215.9202 | 227.0442 | 233.3751
20/09/1982 17:00:00 | 199.2343 | 214.5056 | 225.4074 | 232.2719 | 236.3973 | 237.5 | 237.5 | 237.5
20/09/1982 18:00:00 | 227.3949 | 234.9249 | 237.5 | 237.5 | 237.5 | 237.5 | 237.5 | 237.5
20/09/1982 19:00:00 | 229.4052 | 237.3481 | 237.5 | 237.5 | 237.5 | 237.5 | 237.5 | 237.5
20/09/1982 20:00:00 | 181.1499 | 201.9878 | 219.5643 | 230.9309 | 234.6171 | 237.5 | 237.5 | 237.5
20/09/1982 21:00:00 | 137.0848 | 149.3927 | 164.6551 | 179.9104 | 191.0664 | 212.1242 | 224.1868 | 231.5213
20/09/1982 22:00:00 | 122.2563 | 122.4472 | 134.6906 | 148.3293 | 160.1343 | 187.737 | 205.6361 | 223.0404
20/09/1982 23:00:00 | 157.9344 | 154.8418 | 161.041 | 169.5942 | 178.0662 | 200.2615 | 214.7468 | 227.8961
21/09/1982 00:00:00 | 233.8231 | 236.9229 | 236.9766 | 237.5 | 237.5 | 237.5 | 237.5 | 237.5
21/09/1982 01:00:00 | 237.5 | 237.5 | 237.5 | 237.5 | 237.5 | 237.5 | 237.5 | 237.5
21/09/1982 02:00:00 | 237.5 | 237.5 | 237.5 | 237.5 | 237.5 | 237.5 | 237.5 | 237.5
21/09/1982 03:00:00 | 237.5 | 237.5 | 237.5 | 237.5 | 237.5 | 237.5 | 237.5 | 237.5
21/09/1982 04:00:00 | 237.5 | 237.5 | 237.5 | 237.5 | 237.5 | 237.5 | 237.5 | 237.5
21/09/1982 05:00:00 | 237.5 | 237.5 | 237.5 | 237.5 | 237.5 | 237.5 | 237.5 | 237.5
21/09/1982 06:00:00 | 230.8534 | 237.5 | 237.5 | 237.5 | 237.5 | 237.5 | 237.5 | 237.5
21/09/1982 07:00:00 | 237.5 | 237.5 | 237.5 | 237.5 | 237.5 | 237.5 | 237.5 | 237.5
21/09/1982 08:00:00 | 237.5 | 237.5 | 237.5 | 237.5 | 237.5 | 237.5 | 237.5 | 237.5
21/09/1982 09:00:00 | 237.5 | 237.5 | 237.5 | 237.5 | 237.5 | 237.5 | 237.5 | 237.5
21/09/1982 10:00:00 | 237.5 | 237.5 | 237.5 | 237.5 | 237.5 | 237.5 | 237.5 | 237.5
21/09/1982 11:00:00 | 237.5 | 237.5 | 237.5 | 237.5 | 237.5 | 237.5 | 237.5 | 237.5
21/09/1982 12:00:00 | 237.5 | 237.5 | 237.5 | 237.5 | 237.5 | 237.5 | 237.5 | 237.5
21/09/1982 13:00:00 | 237.5 | 237.5 | 237.5 | 237.5 | 237.5 | 237.5 | 237.5 | 237.5
21/09/1982 14:00:00 | 237.5 | 237.5 | 237.5 | 237.5 | 237.5 | 237.5 | 237.5 | 237.5
21/09/1982 15:00:00 | 237.5 | 237.5 | 237.5 | 237.5 | 237.5 | 237.5 | 237.5 | 237.5
21/09/1982 16:00:00 | 237.5 | 237.5 | 237.5 | 237.5 | 237.5 | 237.5 | 237.5 | 237.5
21/09/1982 17:00:00 | 237.5 | 237.5 | 237.5 | 237.5 | 237.5 | 237.5 | 237.5 | 237.5
21/09/1982 18:00:00 | 201.773 | 199.3723 | 199.2751 | 196.5947 | 192.1931 | 185.8689 | 181.2923 | 179.5253
21/09/1982 19:00:00 | 162.1046 | 154.743 | 152.0832 | 146.4186 | 140.8589 | 133.1815 | 127.1024 | 124.8849
21/09/1982 20:00:00 | 126.3405 | 122.4525 | 121.8708 | 119.7791 | 117.8986 | 115.049 | 113.5335 | 113.3147
21/09/1982 21:00:00 | 118.7721 | 120.2354 | 122.4852 | 125.0136 | 127.2092 | 131.7482 | 137.0695 | 141.5625
21/09/1982 22:00:00 | 127.8629 | 133.3814 | 137.6943 | 142.8306 | 146.7909 | 153.927 | 161.508 | 167.7066
21/09/1982 23:00:00 | 120.7421 | 126.0603 | 129.8586 | 135.7226 | 141.5271 | 151.5206 | 161.8665 | 169.6287
22/09/1982 00:00:00 | 102.6884 | 109.1607 | 113.9995 | 120.9089 | 126.8541 | 139.2858 | 149.0468 | 157.0996
22/09/1982 01:00:00 | 92.1875 | 99.101 | 103.605 | 109.4984 | 112.6577 | 119.3676 | 122.8911 | 126.6555
22/09/1982 02:00:00 | 83.9136 | 87.0957 | 90.0824 | 92.9021 | 93.8435 | 96.5963 | 98.5453 | 101.1505
22/09/1982 03:00:00 | 73.849 | 75.7427 | 78.6391 | 81.0624 | 82.4758 | 86.0087 | 89.5274 | 93.6479
22/09/1982 04:00:00 | 69.8052 | 72.332 | 75.7413 | 78.8695 | 80.8399 | 84.9344 | 88.3563 | 92.3114
22/09/1982 05:00:00 | 69.3045 | 71.8787 | 74.5402 | 77.1319 | 78.4634 | 81.0322 | 82.4903 | 84.1867
22/09/1982 06:00:00 | 63.8748 | 65.2429 | 66.5479 | 67.655 | 67.9485 | 68.9684 | 69.6632 | 70.7376
22/09/1982 07:00:00 | 57.0425 | 56.6257 | 57.3576 | 57.54 | 57.5938 | 58.7209 | 60.1686 | 62.2002
22/09/1982 08:00:00 | 50.7725 | 49.9845 | 50.9902 | 51.35 | 51.7767 | 53.5451 | 55.4661 | 57.876
22/09/1982 09:00:00 | 41.5272 | 41.5086 | 42.7355 | 43.6061 | 44.3703 | 46.312 | 48.1947 | 50.3689
22/09/1982 10:00:00 | 30.5169 | 30.7745 | 31.5706 | 32.2056 | 32.6729 | 33.6656 | 34.2426 | 34.9936
22/09/1982 11:00:00 | 19.152 | 19.334 | 19.6239 | 19.7535 | 19.7535 | 19.8686 | 19.7848 | 19.9254
22/09/1982 12:00:00 | 9.1624 | 9.1766 | 9.3865 | 9.3493 | 9.2021 | 9.0978 | 8.8488 | 8.8699
22/09/1982 13:00:00 | 1.8498 | 1.7216 | 1.9176 | 1.8762 | 1.7339 | 1.6782 | 1.5155 | 1.6294
22/09/1982 14:00:00 | 0 | 0 | 0 | 0 | 0 | 0 | 0 | 0
22/09/1982 15:00:00 | 0 | 0 | 0 | 0 | 0 | 0 | 0 | 0
22/09/1982 16:00:00 | 0 | 0 | 0 | 0 | 0 | 0 | 0 | 0
22/09/1982 17:00:00 | 0 | 0 | 0 | 0 | 0 | 0 | 0 | 0
22/09/1982 18:00:00 | 0 | 0 | 0 | 0 | 0 | 0 | 0 | 0
22/09/1982 19:00:00 | 0 | 0 | 0 | 0 | 0 | 0 | 0 | 0
22/09/1982 20:00:00 | 0 | 0 | 0 | 0 | 0 | 0 | 0 | 0.07352
22/09/1982 21:00:00 | 0 | 0.14757 | 0.38232 | 0.82843 | 1.2381 | 1.9242 | 3.0424 | 3.7885
22/09/1982 22:00:00 | 3.5456 | 4.4745 | 4.631 | 5.1599 | 5.7022 | 6.5583 | 7.4536 | 7.9655
22/09/1982 23:00:00 | 8.2166 | 9.1289 | 9.0474 | 9.6229 | 10.5079 | 11.674 | 12.9147 | 13.4207
23/09/1982 00:00:00 | 18.8616 | 20.6351 | 19.8399 | 20.4685 | 21.898 | 23.1463 | 24.6388 | 24.5661
23/09/1982 01:00:00 | 38.382 | 41.2321 | 39.9847 | 40.9898 | 43.1095 | 44.1866 | 45.7314 | 44.8781
23/09/1982 02:00:00 | 58.4181 | 62.396 | 62.9539 | 65.9161 | 68.912 | 70.8536 | 73.0866 | 72.5936
23/09/1982 03:00:00 | 76.2382 | 80.1747 | 83.2283 | 87.7008 | 90.7985 | 94.0002 | 96.0011 | 96.6687
23/09/1982 04:00:00 | 90.316 | 92.8371 | 97.8856 | 102.6939 | 104.5905 | 107.6076 | 108.6399 | 110.2003
23/09/1982 05:00:00 | 100.395 | 102.1906 | 107.2507 | 112.0417 | 112.2991 | 113.1079 | 112.4658 | 113.2082
23/09/1982 06:00:00 | 105.0566 | 104.7481 | 108.1188 | 109.9722 | 108.024 | 105.5514 | 103.863 | 103.7966
23/09/1982 07:00:00 | 95.763 | 95.4448 | 97.8691 | 99.1753 | 98.5611 | 97.579 | 97.0006 | 97.3525
23/09/1982 08:00:00 | 86.4832 | 91.094 | 95.3522 | 99.8499 | 101.9591 | 104.9295 | 105.4166 | 106.2036
23/09/1982 09:00:00 | 86.7842 | 97.2861 | 103.639 | 111.7258 | 116.1275 | 123.1168 | 123.9789 | 125.5255
23/09/1982 10:00:00 | 91.3618 | 103.3906 | 112.981 | 123.6197 | 128.4553 | 138.6964 | 139.921 | 143.4956
23/09/1982 11:00:00 | 105.2101 | 115.969 | 124.8851 | 135.6137 | 140.7366 | 150.8516 | 154.0906 | 159.0147
23/09/1982 12:00:00 | 133.9606 | 143.4064 | 149.216 | 156.6264 | 161.2076 | 169.3257 | 173.7991 | 177.8502
23/09/1982 13:00:00 | 148.9349 | 157.0311 | 162.289 | 168.326 | 173.269 | 179.9829 | 184.4127 | 187.3652
23/09/1982 14:00:00 | 148.4529 | 157.4969 | 163.0836 | 170.1192 | 176.519 | 183.6885 | 190.6584 | 193.8075
23/09/1982 15:00:00 | 159.8435 | 169.5486 | 175.9362 | 183.5962 | 189.4006 | 196.8614 | 205.2476 | 209.8155
23/09/1982 16:00:00 | 194.2155 | 204.774 | 210.9775 | 217.5238 | 222.6625 | 227.88 | 230.697 | 232.4066
23/09/1982 17:00:00 | 198.0693 | 209.5184 | 219.4679 | 227.6498 | 229.2322 | 233.421 | 235.9656 | 237.5
23/09/1982 18:00:00 | 219.1812 | 231.2839 | 237.2133 | 237.5 | 237.5 | 237.5 | 237.5 | 237.5
23/09/1982 19:00:00 | 232.7301 | 237.5 | 237.5 | 237.5 | 237.5 | 237.5 | 237.5 | 237.5
23/09/1982 20:00:00 | 175.0317 | 194.4751 | 210.0177 | 221.3975 | 223.5028 | 228.9296 | 230.0322 | 233.5633
23/09/1982 21:00:00 | 104.2549 | 116.7208 | 125.5036 | 133.7839 | 135.5797 | 140.4303 | 141.2397 | 145.6103
23/09/1982 22:00:00 | 101.9403 | 107.3588 | 107.9116 | 108.044 | 107.4036 | 106.0107 | 105.7539 | 105.5769
23/09/1982 23:00:00 | 121.1051 | 120.3194 | 116.6862 | 112.2122 | 109.1585 | 103.8224 | 100.7041 | 97.7868
24/09/1982 00:00:00 | 123.629 | 125.4 | 121.544 | 119.2341 | 115.9057 | 108.0921 | 99.7885 | 91.6466
24/09/1982 01:00:00 | 136.8613 | 138.6473 | 127.6858 | 122.263 | 118.4245 | 104.5386 | 92.1063 | 76.9328
24/09/1982 02:00:00 | 130.3073 | 131.4616 | 123.2209 | 116.177 | 112.6781 | 95.3582 | 84.7175 | 70.3474
24/09/1982 03:00:00 | 90.9195 | 92.4974 | 93.1205 | 90.7206 | 88.9566 | 77.6913 | 72.3416 | 65.8169
24/09/1982 04:00:00 | 52.3974 | 50.9684 | 53.3689 | 53.1929 | 52.0248 | 47.5244 | 46.0333 | 44.9806
24/09/1982 05:00:00 | 32.7433 | 30.159 | 30.925 | 30.1579 | 28.7162 | 26.58 | 25.7169 | 25.7497
24/09/1982 06:00:00 | 34.9487 | 29.2861 | 27.0863 | 24.4138 | 22.426 | 19.7738 | 18.1818 | 17.5392
24/09/1982 07:00:00 | 57.5426 | 50.5815 | 46.0448 | 41.282 | 38.006 | 32.6297 | 29.3271 | 26.7985
24/09/1982 08:00:00 | 77.2524 | 77.7141 | 76.7434 | 75.1764 | 73.6853 | 69.98 | 67.1856 | 64.5123
24/09/1982 09:00:00 | 82.2045 | 89.0925 | 92.5858 | 96.647 | 99.4311 | 103.8557 | 106.6652 | 109.1747
24/09/1982 10:00:00 | 83.8793 | 93.5746 | 98.1535 | 104.4912 | 109.4963 | 117.7362 | 123.2975 | 127.0646
24/09/1982 11:00:00 | 85.7238 | 93.6389 | 97.9338 | 104.3125 | 109.7997 | 118.7301 | 125.4898 | 130.2635
24/09/1982 12:00:00 | 110.1417 | 115.4209 | 117.2604 | 121.2706 | 125.8571 | 133.4743 | 141.4478 | 146.2425
24/09/1982 13:00:00 | 155.7222 | 161.405 | 163.8407 | 167.7592 | 172.0837 | 178.9517 | 186.073 | 190.9183
24/09/1982 14:00:00 | 174.9063 | 182.2148 | 187.8019 | 193.9266 | 197.9974 | 205.6441 | 211.2986 | 216.6133
24/09/1982 15:00:00 | 182.5248 | 188.7816 | 193.1122 | 198.2453 | 201.5464 | 208.1205 | 213.2498 | 218.208
24/09/1982 16:00:00 | 204.8407 | 210.9494 | 214.8484 | 218.8195 | 220.7892 | 225.1895 | 227.3213 | 228.8492
24/09/1982 17:00:00 | 217.4935 | 226.6609 | 229.9249 | 232.8322 | 234.0791 | 236.7693 | 237.5 | 237.5
24/09/1982 18:00:00 | 216.3007 | 226.8679 | 231.1334 | 235.1966 | 237.1386 | 237.5 | 237.5 | 237.5
24/09/1982 19:00:00 | 222.2815 | 229.4775 | 234.0481 | 237.5 | 237.5 | 237.5 | 237.5 | 237.5
24/09/1982 20:00:00 | 230.6617 | 235.5193 | 237.5 | 237.5 | 237.5 | 237.5 | 237.5 | 237.5
24/09/1982 21:00:00 | 235.7907 | 237.5 | 237.5 | 237.5 | 237.5 | 237.5 | 237.5 | 237.5
24/09/1982 22:00:00 | 237.5 | 237.5 | 237.5 | 237.5 | 237.5 | 237.5 | 237.5 | 237.5
24/09/1982 23:00:00 | 237.5 | 237.5 | 237.5 | 237.5 | 237.5 | 237.5 | 237.5 | 237.5
25/09/1982 00:00:00 | 237.5 | 237.5 | 237.5 | 237.5 | 237.5 | 237.5 | 237.5 | 237.5
25/09/1982 01:00:00 | 237.5 | 237.5 | 237.5 | 237.5 | 237.5 | 237.5 | 237.5 | 237.5
25/09/1982 02:00:00 | 217.2896 | 224.9607 | 230.8213 | 234.6811 | 236.1548 | 237.5 | 237.5 | 237.5
25/09/1982 03:00:00 | 190.8464 | 201.0168 | 209.6427 | 217.2864 | 221.0128 | 227.4204 | 228.7921 | 230.8127
25/09/1982 04:00:00 | 189.3646 | 203.3002 | 211.7881 | 219.9504 | 223.4331 | 227.7899 | 228.4262 | 229.4742
25/09/1982 05:00:00 | 189.5034 | 202.1691 | 210.1346 | 217.0075 | 219.502 | 223.0442 | 222.9493 | 224.0075
25/09/1982 06:00:00 | 185.6155 | 196.1381 | 203.5711 | 209.496 | 211.3218 | 213.5035 | 212.7959 | 213.1041
25/09/1982 07:00:00 | 179.434 | 189.3457 | 197.4109 | 204.2411 | 206.8684 | 209.9835 | 211.161 | 212.7155
25/09/1982 08:00:00 | 160.9845 | 169.1255 | 177.9183 | 184.7519 | 187.2523 | 190.9109 | 192.3158 | 195.0489
25/09/1982 09:00:00 | 139.7755 | 146.8184 | 153.7799 | 160.1385 | 162.5361 | 167.2633 | 168.4391 | 171.1929
25/09/1982 10:00:00 | 104.7141 | 110.2911 | 117.8083 | 126.6184 | 134.7233 | 148.5583 | 156.3364 | 163.1868
25/09/1982 11:00:00 | 84.5641 | 83.192 | 85.9801 | 90.9972 | 99.6573 | 114.2926 | 128.1496 | 138.625
25/09/1982 12:00:00 | 90.3393 | 89.1229 | 89.2026 | 90.4425 | 94.4751 | 100.1284 | 107.8284 | 112.8861
25/09/1982 13:00:00 | 70.2982 | 76.0741 | 80.2648 | 84.8469 | 86.7789 | 90.7729 | 93.0949 | 95.5238
25/09/1982 14:00:00 | 35.8079 | 41.1836 | 44.996 | 50.1997 | 52.7487 | 58.3006 | 61.9222 | 65.8033
25/09/1982 15:00:00 | 17.0193 | 21.0649 | 23.5792 | 27.056 | 28.98 | 33.259 | 35.7737 | 38.7492
25/09/1982 16:00:00 | 7.9683 | 11.2134 | 12.9094 | 15.8624 | 17.534 | 20.7715 | 22.7035 | 24.2214
25/09/1982 17:00:00 | 5.4987 | 8.0254 | 8.7761 | 10.9892 | 12.4495 | 14.9524 | 16.2282 | 16.7098
25/09/1982 18:00:00 | 9.3819 | 10.8782 | 10.5616 | 11.5732 | 12.5212 | 13.7757 | 14.118 | 13.6743
25/09/1982 19:00:00 | 22.4919 | 21.1941 | 19.0583 | 17.6487 | 17.0438 | 15.4404 | 14.1642 | 12.6879
25/09/1982 20:00:00 | 29.0719 | 27.3394 | 25.522 | 23.4803 | 21.6567 | 18.4779 | 15.8361 | 13.6941
25/09/1982 21:00:00 | 12.7256 | 11.2186 | 11.2107 | 10.6273 | 9.8869 | 9.0155 | 8.4239 | 8.2237
25/09/1982 22:00:00 | 5.0841 | 3.2804 | 2.7693 | 1.4786 | 0.55691 | 0 | 0 | 0
25/09/1982 23:00:00 | 0 | 0 | 0 | 0 | 0 | 0 | 0 | 0
26/09/1982 00:00:00 | 0 | 0 | 0 | 0 | 0 | 0 | 0 | 0
26/09/1982 01:00:00 | 6.5694 | 3.9801 | 2.3664 | 1.4186 | 1.262 | 1.3526 | 2.6001 | 3.35
26/09/1982 02:00:00 | 45.8421 | 40.2124 | 34.2782 | 30.1665 | 29.0386 | 27.0806 | 28.8241 | 28.1013
26/09/1982 03:00:00 | 84.5081 | 83.0661 | 79.7272 | 76.1852 | 75.4625 | 72.9725 | 73.0204 | 71.4247
26/09/1982 04:00:00 | 103.4413 | 106.4348 | 107.3194 | 107.8199 | 109.1861 | 110.0863 | 113.5136 | 114.9114
26/09/1982 05:00:00 | 157.144 | 170.3886 | 176.5956 | 183.2329 | 188.0365 | 193.8367 | 200.8967 | 204.8531
26/09/1982 06:00:00 | 190.6034 | 204.0597 | 212.1886 | 218.9551 | 220.0123 | 225.0291 | 227.2501 | 229.7213
26/09/1982 07:00:00 | 197.3487 | 209.4455 | 215.3451 | 220.6525 | 220.5626 | 222.9494 | 220.4044 | 221.1994
26/09/1982 08:00:00 | 202.9523 | 209.4293 | 215.5265 | 218.9768 | 217.8109 | 217.9573 | 211.5682 | 210.5338
26/09/1982 09:00:00 | 202.6146 | 209.5765 | 216.0328 | 219.845 | 217.6432 | 215.9714 | 206.3988 | 202.955
26/09/1982 10:00:00 | 209.7825 | 220.4468 | 227.051 | 230.1119 | 230.234 | 231.0285 | 227.4461 | 224.72
26/09/1982 11:00:00 | 225.6223 | 231.0504 | 233.7727 | 236.7339 | 237.5 | 237.5 | 237.5 | 237.5
26/09/1982 12:00:00 | 233.8658 | 237.5 | 237.5 | 237.5 | 237.5 | 237.5 | 237.5 | 237.5
26/09/1982 13:00:00 | 237.5 | 237.5 | 237.5 | 237.5 | 237.5 | 237.5 | 237.5 | 237.5
26/09/1982 14:00:00 | 237.5 | 237.5 | 237.5 | 237.5 | 237.5 | 237.5 | 237.5 | 237.5
26/09/1982 15:00:00 | 237.5 | 237.5 | 237.5 | 237.5 | 237.5 | 237.5 | 237.5 | 237.5
26/09/1982 16:00:00 | 237.5 | 237.5 | 237.5 | 237.5 | 237.5 | 237.5 | 237.5 | 237.5
26/09/1982 17:00:00 | 237.5 | 237.5 | 237.5 | 237.5 | 237.5 | 237.5 | 237.5 | 237.5
26/09/1982 18:00:00 | 237.5 | 237.5 | 237.5 | 237.5 | 237.5 | 237.5 | 237.5 | 237.5
26/09/1982 19:00:00 | 237.5 | 237.5 | 237.5 | 237.5 | 237.5 | 237.5 | 237.5 | 237.5
26/09/1982 20:00:00 | 233.9892 | 237.5 | 237.5 | 237.5 | 237.5 | 237.5 | 237.5 | 237.5
26/09/1982 21:00:00 | 229.8361 | 235.6401 | 237.5 | 237.5 | 237.5 | 237.5 | 237.5 | 237.5
26/09/1982 22:00:00 | 228.1811 | 232.0453 | 234.9035 | 237.5 | 237.5 | 237.5 | 237.5 | 237.5
26/09/1982 23:00:00 | 233.3354 | 235.7461 | 236.7231 | 237.5 | 237.5 | 237.5 | 237.5 | 237.5
27/09/1982 00:00:00 | 237.5 | 237.5 | 237.5 | 237.5 | 237.5 | 237.5 | 237.5 | 237.5
27/09/1982 01:00:00 | 237.5 | 237.5 | 237.5 | 237.5 | 237.5 | 237.5 | 237.5 | 237.5
27/09/1982 02:00:00 | 237.5 | 237.5 | 237.5 | 237.5 | 237.5 | 237.5 | 237.5 | 237.5
27/09/1982 03:00:00 | 237.5 | 237.5 | 237.5 | 237.5 | 237.5 | 237.5 | 237.5 | 237.5
27/09/1982 04:00:00 | 235.6401 | 237.5 | 237.5 | 237.5 | 237.5 | 237.5 | 237.5 | 237.5
27/09/1982 05:00:00 | 237.5 | 237.5 | 237.5 | 237.5 | 237.5 | 237.5 | 237.5 | 237.5
27/09/1982 06:00:00 | 237.5 | 237.5 | 237.5 | 237.5 | 237.5 | 237.5 | 237.5 | 237.5
27/09/1982 07:00:00 | 237.5 | 237.5 | 237.5 | 237.5 | 237.5 | 237.5 | 237.5 | 237.5
27/09/1982 08:00:00 | 237.5 | 237.5 | 237.5 | 237.5 | 237.5 | 237.5 | 237.5 | 237.5
27/09/1982 09:00:00 | 237.5 | 237.5 | 237.5 | 237.5 | 237.5 | 237.5 | 237.5 | 237.5
27/09/1982 10:00:00 | 237.5 | 237.5 | 237.5 | 237.5 | 237.5 | 237.5 | 237.5 | 237.5
27/09/1982 11:00:00 | 237.5 | 237.5 | 237.5 | 237.5 | 237.5 | 237.5 | 237.5 | 237.5
27/09/1982 12:00:00 | 237.5 | 237.5 | 237.5 | 237.5 | 237.5 | 237.5 | 237.5 | 237.5
27/09/1982 13:00:00 | 237.5 | 237.5 | 237.5 | 237.5 | 237.5 | 237.5 | 237.5 | 237.5
27/09/1982 14:00:00 | 237.5 | 237.5 | 237.5 | 237.5 | 237.5 | 237.5 | 237.5 | 237.5
27/09/1982 15:00:00 | 237.5 | 237.5 | 237.5 | 237.5 | 237.5 | 237.5 | 237.5 | 237.5
27/09/1982 16:00:00 | 237.5 | 237.5 | 237.5 | 237.5 | 237.5 | 237.5 | 237.5 | 237.5
27/09/1982 17:00:00 | 237.5 | 237.5 | 237.5 | 237.5 | 237.5 | 237.5 | 237.5 | 237.5
27/09/1982 18:00:00 | 237.5 | 237.5 | 237.5 | 237.5 | 237.5 | 237.5 | 237.5 | 237.5
27/09/1982 19:00:00 | 237.5 | 237.5 | 237.5 | 237.5 | 237.5 | 237.5 | 237.5 | 237.5
27/09/1982 20:00:00 | 237.5 | 237.5 | 237.5 | 237.5 | 237.5 | 237.5 | 237.5 | 237.5
27/09/1982 21:00:00 | 237.5 | 237.5 | 237.5 | 237.5 | 237.5 | 237.5 | 237.5 | 237.5
27/09/1982 22:00:00 | 232.5089 | 237.5 | 237.5 | 237.5 | 237.5 | 237.5 | 237.5 | 237.5
27/09/1982 23:00:00 | 221.0397 | 230.1201 | 231.8539 | 233.5618 | 233.7364 | 233.5422 | 234.2756 | 234.6747
28/09/1982 00:00:00 | 183.8896 | 192.2979 | 198.2503 | 204.148 | 207.4326 | 214.8169 | 223.0116 | 228.6162
28/09/1982 01:00:00 | 136.2275 | 141.3272 | 151.6783 | 165.6684 | 177.1956 | 199.6725 | 209.9654 | 220.21
28/09/1982 02:00:00 | 103.0702 | 106.2197 | 117.679 | 131.994 | 142.9663 | 164.185 | 171.8556 | 181.742
28/09/1982 03:00:00 | 84.7792 | 82.6204 | 87.6562 | 94.2795 | 100.9393 | 117.8323 | 130.8322 | 146.9304
28/09/1982 04:00:00 | 85.7482 | 79.6468 | 76.3311 | 73.7291 | 76.2837 | 87.8192 | 102.5538 | 120.5603
28/09/1982 05:00:00 | 105.6981 | 99.1358 | 89.3387 | 79.7716 | 75.1901 | 74.1783 | 83.3687 | 95.3062
28/09/1982 06:00:00 | 123.8045 | 122.9386 | 115.9202 | 106.6859 | 97.1493 | 81.9484 | 78.72 | 78.2751
28/09/1982 07:00:00 | 122.9258 | 130.6426 | 133.3046 | 134.4483 | 127.1153 | 111.0927 | 95.9796 | 85.301
28/09/1982 08:00:00 | 115.1316 | 125.995 | 132.1502 | 139.3332 | 140.0628 | 138.4981 | 124.9344 | 115.7583
28/09/1982 09:00:00 | 105.9059 | 118.0127 | 123.9393 | 132.2025 | 136.7736 | 144.4877 | 144.2839 | 144.6955
28/09/1982 10:00:00 | 95.8843 | 107.7856 | 114.1176 | 123.0471 | 128.2523 | 138.2896 | 145.8979 | 151.5044
28/09/1982 11:00:00 | 106.3584 | 120.1786 | 124.3822 | 132.7294 | 138.4832 | 145.7807 | 152.2563 | 154.9091
28/09/1982 12:00:00 | 132.9818 | 146.8188 | 150.49 | 157.7192 | 162.7599 | 167.6715 | 172.9738 | 173.9819
28/09/1982 13:00:00 | 127.5099 | 139.0862 | 144.0822 | 150.9222 | 155.7216 | 162.8156 | 169.2383 | 173.2674
28/09/1982 14:00:00 | 106.6958 | 113.2827 | 117.2196 | 121.9044 | 124.4543 | 131.0718 | 136.4326 | 141.9019
28/09/1982 15:00:00 | 111.4014 | 115.4794 | 118.0064 | 120.3687 | 120.6394 | 123.1635 | 124.6833 | 127.2646
28/09/1982 16:00:00 | 118.2196 | 123.128 | 125.5162 | 127.1246 | 125.4871 | 124.5154 | 122.0169 | 121.6291
28/09/1982 17:00:00 | 105.5607 | 115.4829 | 120.9406 | 127.3129 | 128.5054 | 131.8259 | 129.1394 | 128.4488
28/09/1982 18:00:00 | 104.361 | 115.9947 | 124.6055 | 136.1299 | 142.3482 | 154.1583 | 158.6888 | 163.5714
28/09/1982 19:00:00 | 102.7876 | 110.0618 | 118.7864 | 128.3206 | 134.2702 | 148.0462 | 156.5252 | 166.4416
28/09/1982 20:00:00 | 99.689 | 103.531 | 109.7666 | 117.1325 | 121.3805 | 132.2427 | 139.7824 | 148.4633
28/09/1982 21:00:00 | 107.8704 | 108.2557 | 112.7348 | 116.9318 | 119.6783 | 127.3554 | 133.6679 | 141.5796
28/09/1982 22:00:00 | 126.2535 | 123.143 | 125.2766 | 125.744 | 125.7281 | 129.6853 | 132.9771 | 139.2437
28/09/1982 23:00:00 | 150.4596 | 149.4107 | 149.4222 | 147.8299 | 145.8328 | 145.0436 | 145.6374 | 148.3656
29/09/1982 00:00:00 | 165.5807 | 168.6616 | 168.1592 | 167.7726 | 167.0841 | 166.0633 | 168.0072 | 169.5297
29/09/1982 01:00:00 | 180.1305 | 188.3841 | 189.3001 | 193.8353 | 198.186 | 203.4717 | 208.0118 | 209.0514
29/09/1982 02:00:00 | 176.3566 | 192.0725 | 198.4013 | 208.4168 | 214.6822 | 223.3992 | 227.4693 | 228.2034
29/09/1982 03:00:00 | 135.8165 | 150.3253 | 160.4512 | 172.6963 | 178.9721 | 189.9727 | 195.7387 | 200.65
29/09/1982 04:00:00 | 104.3159 | 111.5418 | 118.5864 | 126.3989 | 131.3905 | 141.3066 | 147.8102 | 154.1317
29/09/1982 05:00:00 | 97.8872 | 101.3479 | 105.5349 | 110.5395 | 114.4472 | 121.6994 | 127.5513 | 133.5263
29/09/1982 06:00:00 | 95.6322 | 97.5652 | 100.2909 | 103.0451 | 105.6975 | 111.6466 | 116.8354 | 121.3657
29/09/1982 07:00:00 | 89.8463 | 92.6278 | 94.6009 | 96.6093 | 98.325 | 102.0638 | 105.3555 | 108.6527
29/09/1982 08:00:00 | 79.4999 | 85.1719 | 87.9345 | 91.5003 | 93.4418 | 97.2238 | 99.6238 | 101.8014
29/09/1982 09:00:00 | 62.8367 | 69.8357 | 74.1969 | 79.4223 | 82.0255 | 86.8518 | 89.3645 | 92.1238
29/09/1982 10:00:00 | 45.9984 | 51.2852 | 55.5405 | 60.315 | 62.9234 | 67.8909 | 70.4548 | 73.5537
29/09/1982 11:00:00 | 33.3528 | 35.5228 | 38.7225 | 41.9389 | 43.824 | 47.881 | 50.4363 | 53.3121
29/09/1982 12:00:00 | 22.5332 | 22.2476 | 23.4861 | 24.5064 | 25.7253 | 28.5353 | 30.8083 | 33.2382
29/09/1982 13:00:00 | 16.2443 | 13.6699 | 13.8677 | 12.8061 | 12.1861 | 11.8668 | 12.4568 | 13.8978
29/09/1982 14:00:00 | 13.2676 | 9.2979 | 9.485 | 7.1295 | 4.1751 | 0.92333 | 0 | 0
29/09/1982 15:00:00 | 4.3068 | 0 | 0 | 0 | 0 | 0 | 0 | 0
29/09/1982 16:00:00 | 7.8915 | 6.3202 | 5.5308 | 5.1115 | 5.8663 | 8.2967 | 7.1106 | 5.5457
29/09/1982 17:00:00 | 36.1128 | 37.0178 | 37.2051 | 33.2516 | 25.8618 | 17.8421 | 9.6655 | 6.714
29/09/1982 18:00:00 | 35.5419 | 20.7007 | 17.3167 | 10.2749 | 5.848 | 0.96444 | 0 | 0
29/09/1982 19:00:00 | 24.0416 | 11.9878 | 8.0628 | 2.9445 | 0.32212 | 0 | 0 | 0
29/09/1982 20:00:00 | 25.0966 | 13.8785 | 10.6235 | 5.6539 | 1.9917 | 0 | 0 | 0
29/09/1982 21:00:00 | 31.2944 | 19.6344 | 16.9325 | 10.6518 | 6.1616 | 1.5818 | 0 | 0
29/09/1982 22:00:00 | 44.8447 | 31.7584 | 29.866 | 22.145 | 15.6777 | 8.8814 | 4.5365 | 3.4526
29/09/1982 23:00:00 | 48.2698 | 37.1128 | 36.2759 | 28.1614 | 20.5156 | 12.3626 | 7.1744 | 6.1027
30/09/1982 00:00:00 | 53.7819 | 39.6529 | 37.9416 | 29.1754 | 20.7789 | 12.2695 | 7.6668 | 7.1727
30/09/1982 01:00:00 | 57.5393 | 41.2794 | 40.1116 | 32.1047 | 25.8998 | 19.3845 | 15.9827 | 16.4738
30/09/1982 02:00:00 | 47.3346 | 39.4504 | 41.0815 | 37.4859 | 35.03 | 32.6678 | 31.4491 | 33.0136
30/09/1982 03:00:00 | 42.7507 | 40.1296 | 41.6429 | 41.307 | 40.8688 | 41.3198 | 40.6398 | 41.8023
30/09/1982 04:00:00 | 34.6876 | 33.113 | 32.5773 | 32.096 | 31.7538 | 32.6121 | 32.5513 | 33.32
30/09/1982 05:00:00 | 24.1256 | 23.7545 | 23.3308 | 22.9498 | 22.2248 | 21.9252 | 21.4458 | 21.5691
30/09/1982 06:00:00 | 30.9542 | 29.9808 | 29.5515 | 28.2051 | 26.606 | 24.9388 | 23.844 | 23.5311
30/09/1982 07:00:00 | 50.3263 | 45.2316 | 45.1709 | 42.2615 | 38.8503 | 34.8345 | 32.0247 | 31.3689
30/09/1982 08:00:00 | 52.5872 | 44.9586 | 45.3492 | 42.0542 | 38.6107 | 34.9167 | 32.641 | 32.962
30/09/1982 09:00:00 | 56.2976 | 51.0983 | 51.9062 | 49.0011 | 46.1273 | 43.4992 | 42.0053 | 42.7685
30/09/1982 10:00:00 | 74.2948 | 70.6609 | 72.9943 | 71.614 | 69.8969 | 69.0446 | 68.4148 | 70.268
30/09/1982 11:00:00 | 99.9598 | 96.4013 | 99.9968 | 99.7346 | 99.2569 | 100.156 | 100.1613 | 102.7753
30/09/1982 12:00:00 | 122.4713 | 120.592 | 122.4571 | 121.4948 | 120.1406 | 117.8746 | 114.4731 | 113.2488
30/09/1982 13:00:00 | 107.9998 | 105.4642 | 104.56 | 102.2279 | 99.6712 | 95.533 | 91.3979 | 88.8275
30/09/1982 14:00:00 | 85.0819 | 83.4538 | 83.5416 | 82.3999 | 80.2569 | 77.697 | 73.9168 | 72.2452
30/09/1982 15:00:00 | 78.048 | 75.5166 | 76.4607 | 75.1628 | 72.0677 | 69.2935 | 64.8454 | 63.4917
30/09/1982 16:00:00 | 72.097 | 66.5335 | 67.0266 | 64.1229 | 60.025 | 55.6606 | 50.8734 | 49.5139
30/09/1982 17:00:00 | 54.4239 | 47.4791 | 47.4295 | 44.1109 | 40.556 | 36.2762 | 32.694 | 31.7619
30/09/1982 18:00:00 | 31.5515 | 27.0696 | 27.0396 | 25.179 | 23.1922 | 20.9562 | 18.9101 | 18.5292
30/09/1982 19:00:00 | 16.6142 | 13.9455 | 13.9958 | 12.8961 | 11.6988 | 10.4298 | 9.0874 | 8.8997
30/09/1982 20:00:00 | 7.7042 | 6.015 | 6.1401 | 5.3509 | 4.3981 | 3.4152 | 2.2391 | 2.0326
30/09/1982 21:00:00 | 1.5853 | 0.50509 | 0.55948 | 0.036121 | 0 | 0 | 0 | 0
30/09/1982 22:00:00 | 0 | 0 | 0 | 0 | 0 | 0 | 0 | 0
30/09/1982 23:00:00 | 0 | 0 | 0 | 0 | 0 | 0 | 0 | 0
01/10/1982 00:00:00 | 0 | 0 | 0 | 0 | 0 | 0 | 0 | 0
01/10/1982 01:00:00 | 0.31961 | 0.49061 | 0.10104 | 0.097085 | 0.25153 | 0.36193 | 0.79738 | 0.79178
01/10/1982 02:00:00 | 4.9665 | 5.8362 | 5.4795 | 5.9464 | 6.6753 | 7.3762 | 8.4565 | 8.5395
01/10/1982 03:00:00 | 10.4373 | 11.5262 | 11.1778 | 11.5517 | 12.062 | 12.4695 | 12.9951 | 12.753
01/10/1982 04:00:00 | 13.0324 | 13.2886 | 13.1491 | 13.05 | 12.7422 | 12.2668 | 11.6648 | 11.1779
01/10/1982 05:00:00 | 13.2328 | 13.0728 | 13.0928 | 13.0006 | 12.7955 | 12.5322 | 12.3133 | 12.2123
01/10/1982 06:00:00 | 12.6496 | 12.0675 | 12.0655 | 11.9395 | 11.7882 | 12.0037 | 12.2052 | 12.6586
01/10/1982 07:00:00 | 14.0205 | 13.1827 | 12.2122 | 11.4972 | 11.3132 | 11.1731 | 11.3092 | 11.3526
01/10/1982 08:00:00 | 23.4252 | 23.3436 | 21.6913 | 20.7826 | 21.2216 | 20.634 | 21.3564 | 20.6332
01/10/1982 09:00:00 | 32.1694 | 34.6838 | 35.495 | 37.0876 | 38.8053 | 39.9497 | 41.8523 | 42.0309
01/10/1982 10:00:00 | 33.0459 | 38.3215 | 42.0018 | 46.5083 | 49.3143 | 53.1996 | 55.8045 | 57.5376
01/10/1982 11:00:00 | 35.2343 | 41.5633 | 45.2846 | 50.7909 | 53.784 | 58.545 | 61.6465 | 63.8762
01/10/1982 12:00:00 | 35.5572 | 41.0081 | 44.3226 | 48.7998 | 51.3668 | 56.183 | 59.0566 | 61.9421
01/10/1982 13:00:00 | 31.2354 | 35.2459 | 38.1529 | 42.2496 | 44.6837 | 50.0144 | 53.3804 | 56.3103
01/10/1982 14:00:00 | 30.3842 | 34.371 | 36.7002 | 40.9396 | 44.0427 | 50.08 | 54.6058 | 57.7812
01/10/1982 15:00:00 | 32.8379 | 36.1351 | 38.243 | 41.7546 | 44.3227 | 50.1001 | 54.1846 | 57.355
01/10/1982 16:00:00 | 34.7037 | 38.1621 | 39.4873 | 41.9474 | 43.4538 | 47.2399 | 49.381 | 51.2686
01/10/1982 17:00:00 | 38.2299 | 42.8954 | 44.922 | 48.5887 | 51.1058 | 55.3387 | 57.0668 | 58.1863
01/10/1982 18:00:00 | 45.6509 | 49.518 | 52.2258 | 56.5954 | 61.1373 | 68.7786 | 74.3323 | 78.2724
01/10/1982 19:00:00 | 59.9746 | 59.1833 | 60.2373 | 62.0337 | 65.9247 | 72.4762 | 80.2066 | 85.7066
01/10/1982 20:00:00 | 81.5023 | 78.409 | 77.707 | 76.4717 | 78.1068 | 80.9661 | 84.5841 | 87.3876
01/10/1982 21:00:00 | 98.1576 | 96.738 | 95.0529 | 92.9136 | 92.4169 | 92.0491 | 92.4567 | 92.8608
01/10/1982 22:00:00 | 105.8681 | 103.613 | 100.7832 | 97.86 | 96.4033 | 94.9533 | 94.9705 | 95.1054
01/10/1982 23:00:00 | 113.1335 | 109.0201 | 106.0284 | 103.0286 | 101.8231 | 100.9802 | 101.694 | 102.6243
02/10/1982 00:00:00 | 114.0159 | 110.7251 | 109.4014 | 107.3249 | 106.5879 | 107.0167 | 108.4385 | 110.4744
02/10/1982 01:00:00 | 106.1989 | 105.3637 | 104.8539 | 104.3834 | 104.5103 | 105.9926 | 107.7574 | 109.8085
02/10/1982 02:00:00 | 97.8734 | 98.4441 | 98.0456 | 98.5339 | 99.5392 | 101.8665 | 104.5808 | 106.5868
02/10/1982 03:00:00 | 99.6862 | 99.6251 | 99.368 | 99.9014 | 101.272 | 103.8077 | 107.3811 | 110.128
02/10/1982 04:00:00 | 106.2918 | 105.9311 | 105.7292 | 105.9186 | 107.2113 | 109.6637 | 113.043 | 115.4427
02/10/1982 05:00:00 | 108.1759 | 109.0978 | 108.7544 | 109.2173 | 110.2992 | 112.0132 | 114.2055 | 115.3995
02/10/1982 06:00:00 | 100.9561 | 101.9601 | 102.4635 | 103.7046 | 105.0668 | 107.0768 | 109.3784 | 110.5993
02/10/1982 07:00:00 | 90.2883 | 91.3538 | 93.0433 | 95.2345 | 97.5765 | 100.9975 | 104.0824 | 106.1953
02/10/1982 08:00:00 | 80.8198 | 83.4737 | 85.3942 | 87.8008 | 90.7418 | 95.4287 | 99.6959 | 102.8391
02/10/1982 09:00:00 | 64.4294 | 69.1936 | 71.8105 | 75.5318 | 78.8017 | 83.9787 | 88.6275 | 92.4897
02/10/1982 10:00:00 | 56.2005 | 61.391 | 64.8903 | 68.676 | 70.9043 | 74.8903 | 77.5082 | 79.9383
02/10/1982 11:00:00 | 56.8758 | 61.0066 | 64.5456 | 67.702 | 68.9316 | 71.1848 | 71.7533 | 73.2245
02/10/1982 12:00:00 | 55.6097 | 59.15 | 62.3569 | 65.4107 | 66.7825 | 69.4473 | 70.2426 | 71.678
02/10/1982 13:00:00 | 53.1606 | 57.3111 | 60.3643 | 64.2888 | 66.428 | 70.2023 | 71.5908 | 73.2616
02/10/1982 14:00:00 | 53.6017 | 57.7329 | 59.6688 | 63.353 | 66.5615 | 71.6273 | 74.3794 | 76.1311
02/10/1982 15:00:00 | 59.021 | 63.1814 | 63.812 | 66.2167 | 69.5819 | 74.3307 | 78.0067 | 79.4737
02/10/1982 16:00:00 | 58.9304 | 63.8617 | 66.4092 | 70.16 | 74.7657 | 80.9217 | 87.1486 | 90.7771
02/10/1982 17:00:00 | 51.9607 | 56.2252 | 59.9104 | 64.9308 | 70.3641 | 79.0949 | 87.4447 | 93.2899
02/10/1982 18:00:00 | 52.5614 | 54.241 | 56.8308 | 59.1985 | 61.7196 | 66.5278 | 69.4251 | 71.9756
02/10/1982 19:00:00 | 62.2777 | 58.2287 | 59.3728 | 55.7384 | 51.4494 | 48.1858 | 45.1122 | 45.4674
02/10/1982 20:00:00 | 58.8884 | 49.4637 | 49.7268 | 42.8946 | 36.8954 | 32.0031 | 29.2033 | 29.7075
02/10/1982 21:00:00 | 33.9302 | 27.0187 | 27.8154 | 25.0587 | 23.2111 | 21.8529 | 21.8947 | 23.5433
02/10/1982 22:00:00 | 22.4139 | 21.7782 | 22.9158 | 23.2239 | 23.155 | 23.5789 | 24.6485 | 26.2438
02/10/1982 23:00:00 | 32.8165 | 35.8572 | 36.6445 | 38.804 | 40.5946 | 42.5166 | 45.1724 | 46.2754
03/10/1982 00:00:00 | 48.17 | 52.382 | 54.6014 | 59.0165 | 63.9376 | 70.2537 | 76.8526 | 80.0198
03/10/1982 01:00:00 | 50.8446 | 58.5078 | 63.6733 | 69.8724 | 74.2986 | 82.4325 | 89.0749 | 95.1287
03/10/1982 02:00:00 | 45.5179 | 53.5829 | 57.8334 | 63.5454 | 67.3609 | 75.8897 | 84.0133 | 92.0857
03/10/1982 03:00:00 | 37.8563 | 41.8056 | 45.2904 | 49.6509 | 52.6996 | 60.8196 | 68.1387 | 76.2533
03/10/1982 04:00:00 | 30.0266 | 31.8889 | 34.2589 | 36.7531 | 38.5508 | 44.1626 | 48.5902 | 54.2299
03/10/1982 05:00:00 | 20.0153 | 21.2396 | 23.1884 | 25.0333 | 26.0076 | 29.9763 | 31.9896 | 35.1999
03/10/1982 06:00:00 | 13.0124 | 13.1944 | 14.0277 | 14.8681 | 15.0527 | 17.0495 | 17.1911 | 18.6449
03/10/1982 07:00:00 | 12.5512 | 12.5193 | 11.9428 | 11.8454 | 11.7542 | 12.0415 | 11.1749 | 10.8464
03/10/1982 08:00:00 | 15.894 | 17.0124 | 15.8817 | 15.7534 | 15.8403 | 15.085 | 13.6438 | 12.06
03/10/1982 09:00:00 | 18.3411 | 20.3733 | 20.0228 | 20.4215 | 20.5408 | 19.4568 | 18.4244 | 16.7224
03/10/1982 10:00:00 | 16.1879 | 17.467 | 17.4249 | 17.888 | 17.9397 | 17.4633 | 17.4162 | 16.9677
03/10/1982 11:00:00 | 13.2799 | 13.5168 | 13.4778 | 13.5232 | 13.2312 | 12.7242 | 12.8454 | 13.0272
03/10/1982 12:00:00 | 10.6654 | 11.0256 | 11.168 | 11.2386 | 11.0866 | 10.6745 | 11.0034 | 11.2986
03/10/1982 13:00:00 | 5.8777 | 6.2182 | 6.8897 | 7.5677 | 8.1121 | 8.8028 | 9.7526 | 10.6427
03/10/1982 14:00:00 | 0 | 0 | 0.5104 | 1.481 | 2.5639 | 4.6099 | 6.6372 | 8.3035
03/10/1982 15:00:00 | 0 | 0 | 0 | 0 | 0 | 0.21725 | 2.4498 | 4.8108
03/10/1982 16:00:00 | 0 | 0 | 0 | 0 | 0 | 0 | 0 | 0
03/10/1982 17:00:00 | 0 | 0 | 0 | 0 | 0 | 0 | 0 | 0
03/10/1982 18:00:00 | 0 | 0 | 0 | 0 | 0 | 0 | 0 | 0
03/10/1982 19:00:00 | 0 | 0 | 0 | 0 | 0 | 0 | 0 | 0
03/10/1982 20:00:00 | 4.9847 | 4.4649 | 3.8149 | 2.1563 | 0.93012 | 0 | 0 | 0
03/10/1982 21:00:00 | 15.9524 | 17.8209 | 18.1254 | 16.9047 | 14.5784 | 11.186 | 8.2526 | 6.7917
03/10/1982 22:00:00 | 25.3025 | 28.9524 | 30.5099 | 30.7761 | 29.7704 | 28.2704 | 25.769 | 24.6292
03/10/1982 23:00:00 | 31.5117 | 35.0988 | 38.5057 | 40.7762 | 42.1355 | 45.0372 | 44.7873 | 45.8234
04/10/1982 00:00:00 | 35.4862 | 39.3288 | 44.0307 | 48.1005 | 50.7013 | 56.0663 | 58.9155 | 63.1626
04/10/1982 01:00:00 | 45.556 | 47.0541 | 50.6588 | 53.4307 | 55.0887 | 59.1916 | 63.0644 | 67.6513
04/10/1982 02:00:00 | 57.7893 | 55.7803 | 58.1763 | 58.2258 | 58.7641 | 61.0428 | 63.5873 | 67.4282
04/10/1982 03:00:00 | 46.5417 | 43.9084 | 47.0528 | 46.6059 | 45.9184 | 47.3514 | 47.9157 | 51.2856
04/10/1982 04:00:00 | 30.1994 | 28.9689 | 31.6402 | 32.2021 | 31.6315 | 32.532 | 32.2614 | 33.9995
04/10/1982 05:00:00 | 28.081 | 28.3533 | 30.1681 | 31.2192 | 31.3787 | 32.4352 | 32.8351 | 33.9251
04/10/1982 06:00:00 | 34.2502 | 35.5721 | 36.9884 | 38.5397 | 39.5331 | 41.2845 | 42.7886 | 44.0393
04/10/1982 07:00:00 | 43.9324 | 47.2965 | 49.035 | 51.7847 | 53.5155 | 55.8442 | 58.5092 | 60.1224
04/10/1982 08:00:00 | 57.1788 | 63.1075 | 65.6483 | 69.7272 | 72.6686 | 76.3382 | 80.2101 | 81.5312
04/10/1982 09:00:00 | 67.4413 | 75.1632 | 79.1562 | 84.6313 | 88.296 | 93.8993 | 98.6916 | 101.1006
04/10/1982 10:00:00 | 71.0142 | 80.9803 | 85.6076 | 92.6224 | 97.3318 | 105.1489 | 112.2727 | 117.0272
04/10/1982 11:00:00 | 76.4521 | 86.7006 | 91.7148 | 99.948 | 106.1764 | 117.8956 | 127.358 | 134.1643
04/10/1982 12:00:00 | 82.8521 | 93.5546 | 98.0388 | 106.098 | 113.7734 | 126.002 | 137.3491 | 144.4317
04/10/1982 13:00:00 | 89.7654 | 101.7784 | 105.6406 | 114.432 | 121.6724 | 133.6129 | 143.9523 | 149.6991
04/10/1982 14:00:00 | 96.5516 | 107.1727 | 111.3012 | 118.7948 | 124.5798 | 134.679 | 143.1312 | 148.1435
04/10/1982 15:00:00 | 96.2105 | 105.9021 | 109.2726 | 116.1766 | 121.4745 | 130.5073 | 137.922 | 142.3226
04/10/1982 16:00:00 | 90.1323 | 100.8531 | 103.605 | 111.8272 | 120.3919 | 133.2568 | 145.4853 | 151.3102
04/10/1982 17:00:00 | 94.4479 | 103.2556 | 107.2622 | 116.4941 | 126.8203 | 143.3965 | 160.2549 | 169.8353
04/10/1982 18:00:00 | 109.7945 | 114.5731 | 119.9392 | 126.0742 | 133.483 | 146.6664 | 159.8916 | 170.698
04/10/1982 19:00:00 | 113.9637 | 112.8349 | 117.5473 | 118.4452 | 119.7257 | 125.5008 | 132.8125 | 142.8646
04/10/1982 20:00:00 | 88.1185 | 88.3308 | 93.0983 | 95.8944 | 99.6358 | 107.0168 | 116.6541 | 125.271
04/10/1982 21:00:00 | 62.172 | 70.5009 | 76.1563 | 85.1956 | 93.3162 | 105.2153 | 117.8852 | 125.0812
04/10/1982 22:00:00 | 60.327 | 77.7519 | 84.3795 | 98.312 | 109.2649 | 125.0153 | 139.741 | 145.9141
04/10/1982 23:00:00 | 66.3198 | 88.1165 | 96.2954 | 113.7686 | 128.9397 | 150.2715 | 170.1111 | 177.6082
05/10/1982 00:00:00 | 71.3077 | 93.7175 | 102.5078 | 121.6059 | 138.5851 | 162.6641 | 184.6575 | 194.4364
05/10/1982 01:00:00 | 94.2708 | 112.355 | 120.2965 | 134.6199 | 146.1521 | 162.7088 | 176.2561 | 183.0631
05/10/1982 02:00:00 | 115.0233 | 124.3817 | 128.6252 | 133.2687 | 135.3334 | 137.8624 | 139.0218 | 139.774
05/10/1982 03:00:00 | 82.8703 | 89.2554 | 94.6505 | 97.7226 | 97.3219 | 97.6018 | 94.9205 | 94.8012
05/10/1982 04:00:00 | 50.2724 | 48.4584 | 49.474 | 48.095 | 45.8867 | 45.0016 | 42.3475 | 42.6461
05/10/1982 05:00:00 | 59.2733 | 53.6764 | 49.8286 | 43.5243 | 37.9808 | 30.1583 | 23.8493 | 20.2273
05/10/1982 06:00:00 | 76.0034 | 75.9125 | 74.3362 | 70.3385 | 63.6706 | 51.6953 | 38.0453 | 30.1016
05/10/1982 07:00:00 | 64.8714 | 65.7666 | 68.5638 | 69.8855 | 68.7026 | 66.3103 | 55.0865 | 49.0566
05/10/1982 08:00:00 | 52.5323 | 52.9632 | 56.3633 | 58.5115 | 60.0893 | 62.243 | 58.6733 | 57.4526
05/10/1982 09:00:00 | 49.4382 | 51.7997 | 56.2661 | 59.2838 | 58.3718 | 59.3917 | 54.3215 | 52.7707
05/10/1982 10:00:00 | 48.3276 | 47.3608 | 53.153 | 51.8005 | 41.3845 | 34.8958 | 26.4719 | 25.3491
05/10/1982 11:00:00 | 32.5612 | 24.2564 | 26.0998 | 21.5372 | 15.139 | 12.9313 | 12.3603 | 13.5185
05/10/1982 12:00:00 | 10.6851 | 6.7326 | 6.8782 | 5.781 | 5.4967 | 7.1196 | 9.6579 | 11.0213
05/10/1982 13:00:00 | 1.2957 | 1.3028 | 1.3893 | 1.8177 | 2.5085 | 3.695 | 4.3829 | 4.5633
05/10/1982 14:00:00 | 0 | 0 | 0 | 0 | 0 | 0.29228 | 0.55153 | 0.6059
05/10/1982 15:00:00 | 0 | 0 | 0 | 0 | 0 | 0 | 0 | 0
05/10/1982 16:00:00 | 0 | 0.2535 | 0.2413 | 0.4477 | 0.62564 | 0.99347 | 1.1567 | 1.1853
05/10/1982 17:00:00 | 0 | 0.56199 | 0.83109 | 1.1867 | 1.3666 | 1.7454 | 1.8479 | 1.9828
05/10/1982 18:00:00 | 0 | 0 | 0 | 0 | 0 | 0 | 0 | 0
05/10/1982 19:00:00 | 0 | 0 | 0 | 0 | 0 | 0 | 0 | 0
05/10/1982 20:00:00 | 0.61534 | 0 | 0.0021727 | 0 | 0 | 0 | 0 | 0
05/10/1982 21:00:00 | 4.7211 | 3.8169 | 4.2689 | 4.1243 | 3.6535 | 3.1707 | 2.6531 | 2.71
05/10/1982 22:00:00 | 9.7297 | 8.2119 | 8.5562 | 8.2596 | 8.0531 | 7.9921 | 7.8136 | 7.9819
05/10/1982 23:00:00 | 18.3803 | 16.831 | 17.3856 | 16.4658 | 15.7661 | 15.0829 | 14.4491 | 14.5583
06/10/1982 00:00:00 | 19.8164 | 20.2768 | 22.4599 | 23.1329 | 23.097 | 23.5806 | 23.3553 | 24.2502
06/10/1982 01:00:00 | 20.5584 | 20.9497 | 24.0426 | 26.3036 | 27.0676 | 29.8685 | 31.3297 | 34.6447
06/10/1982 02:00:00 | 30.174 | 29.2612 | 31.3578 | 32.8771 | 33.0076 | 35.1875 | 36.4952 | 40.4152
06/10/1982 03:00:00 | 43.3256 | 43.6315 | 44.3763 | 44.533 | 44.2962 | 44.4127 | 44.4012 | 45.1584
06/10/1982 04:00:00 | 49.263 | 52.0808 | 51.8162 | 52.1956 | 53.1952 | 52.3192 | 52.5844 | 50.9571
06/10/1982 05:00:00 | 30.9262 | 33.8866 | 33.5309 | 34.9103 | 36.6927 | 38.2246 | 40.15 | 39.9664
06/10/1982 06:00:00 | 17.6414 | 20.4721 | 21.1804 | 23.1237 | 24.708 | 27.1684 | 29.3624 | 30.6786
06/10/1982 07:00:00 | 18.3393 | 21.5004 | 22.8102 | 24.8724 | 26.5964 | 30.175 | 32.6468 | 34.5793
06/10/1982 08:00:00 | 18.56 | 22.165 | 23.2737 | 25.4718 | 27.213 | 30.6332 | 33.1346 | 34.718
06/10/1982 09:00:00 | 8.5578 | 11.1176 | 11.9538 | 13.7655 | 15.1922 | 17.3933 | 19.3041 | 20.1806
06/10/1982 10:00:00 | 2.178 | 2.8273 | 3.1987 | 3.8129 | 4.1311 | 4.8023 | 5.3812 | 5.8302
06/10/1982 11:00:00 | 3.2015 | 2.8264 | 3.2194 | 3.1691 | 2.9758 | 2.9148 | 2.8394 | 3.1088
06/10/1982 12:00:00 | 5.9887 | 5.6486 | 5.6762 | 5.4374 | 5.2754 | 5.1628 | 4.9958 | 5.0314
06/10/1982 13:00:00 | 16.5592 | 15.6869 | 16.0829 | 15.808 | 15.264 | 15.2279 | 14.8237 | 15.2741
06/10/1982 14:00:00 | 49.9695 | 47.87 | 49.769 | 49.3496 | 48.026 | 47.0825 | 45.8222 | 46.5824
06/10/1982 15:00:00 | 96.2225 | 91.8273 | 90.4263 | 87.4451 | 85.3695 | 82.2582 | 79.8757 | 78.5849
06/10/1982 16:00:00 | 138.5794 | 134.1482 | 131.5355 | 128.0345 | 125.832 | 123.1991 | 120.9686 | 119.8144
06/10/1982 17:00:00 | 169.0948 | 164.1858 | 161.6233 | 158.4665 | 156.9697 | 156.4001 | 155.6756 | 156.1166
06/10/1982 18:00:00 | 189.2487 | 179.7294 | 174.6719 | 169.3056 | 166.7596 | 165.407 | 167.0682 | 169.1825
06/10/1982 19:00:00 | 172.6469 | 165.7473 | 162.9607 | 161.8246 | 161.6552 | 163.817 | 169.9631 | 174.467
06/10/1982 20:00:00 | 140.2441 | 140.0278 | 140.7334 | 143.2463 | 145.2332 | 147.4338 | 152.2232 | 154.5969
06/10/1982 21:00:00 | 136.462 | 136.1555 | 133.4702 | 131.6458 | 132.7281 | 131.1915 | 138.4088 | 141.3356
06/10/1982 22:00:00 | 116.1624 | 117.9512 | 117.858 | 123.4035 | 134.9879 | 153.175 | 175.2997 | 187.5547
06/10/1982 23:00:00 | 112.4767 | 139.5631 | 148.5724 | 173.1013 | 194.4161 | 223.3915 | 234.5327 | 237.5
07/10/1982 00:00:00 | 128.1297 | 175.8191 | 182.6438 | 208.2585 | 225.7671 | 235.5755 | 237.5 | 237.5
07/10/1982 01:00:00 | 109.9956 | 144.9047 | 145.1449 | 166.7324 | 187.086 | 209.0175 | 227.647 | 227.4712
07/10/1982 02:00:00 | 99.0808 | 117.7184 | 119.1394 | 134.3546 | 147.4665 | 163.3945 | 179.1503 | 180.2793
07/10/1982 03:00:00 | 111.9469 | 117.6552 | 121.6268 | 130.5538 | 137.976 | 148.6765 | 160.8724 | 166.9535
07/10/1982 04:00:00 | 135.1277 | 136.7613 | 143.0374 | 151.1754 | 158.6349 | 170.7395 | 181.4731 | 188.8522
07/10/1982 05:00:00 | 162.3764 | 164.0743 | 169.2835 | 175.1994 | 180.6473 | 187.8087 | 193.8626 | 197.3485
07/10/1982 06:00:00 | 177.7093 | 178.2034 | 181.3106 | 184.7385 | 188.761 | 193.2275 | 200.673 | 204.2192
07/10/1982 07:00:00 | 192.2157 | 197.3909 | 198.6862 | 203.4073 | 209.331 | 215.6895 | 225.5423 | 227.7103
07/10/1982 08:00:00 | 216.3602 | 225.0917 | 223.9735 | 227.9786 | 231.212 | 234.1061 | 237.5 | 237.5
07/10/1982 09:00:00 | 230.824 | 234.1092 | 232.2492 | 233.9191 | 237.0618 | 237.5 | 237.5 | 237.5
07/10/1982 10:00:00 | 234.1166 | 237.5 | 237.1234 | 237.5 | 237.5 | 237.5 | 237.5 | 237.5
07/10/1982 11:00:00 | 237.5 | 237.5 | 237.5 | 237.5 | 237.5 | 237.5 | 237.5 | 237.5
07/10/1982 12:00:00 | 237.5 | 237.5 | 237.5 | 237.5 | 237.5 | 237.5 | 237.5 | 237.5
07/10/1982 13:00:00 | 237.5 | 237.5 | 237.5 | 237.5 | 237.5 | 237.5 | 237.5 | 237.5
07/10/1982 14:00:00 | 237.5 | 237.5 | 237.5 | 237.5 | 237.5 | 237.5 | 237.5 | 237.5
07/10/1982 15:00:00 | 237.5 | 237.5 | 237.5 | 237.5 | 237.5 | 237.5 | 237.5 | 237.5
07/10/1982 16:00:00 | 237.5 | 237.5 | 237.5 | 237.5 | 237.5 | 237.5 | 237.5 | 237.5
07/10/1982 17:00:00 | 237.5 | 237.5 | 237.5 | 237.5 | 237.5 | 237.5 | 237.5 | 237.5
07/10/1982 18:00:00 | 237.5 | 237.5 | 237.5 | 237.5 | 237.5 | 237.5 | 237.5 | 237.5
07/10/1982 19:00:00 | 237.5 | 237.5 | 237.5 | 237.5 | 237.5 | 237.5 | 237.5 | 237.5
07/10/1982 20:00:00 | 237.5 | 237.5 | 237.1886 | 236.531 | 237.2004 | 236.7765 | 237.5 | 237.0895
07/10/1982 21:00:00 | 222.7531 | 226.2754 | 221.5183 | 220.3877 | 222.4094 | 221.7598 | 224.3263 | 222.0806
07/10/1982 22:00:00 | 193.6686 | 197.132 | 192.0296 | 191.4253 | 192.668 | 192.7426 | 194.7353 | 193.2182
07/10/1982 23:00:00 | 160.5088 | 163.5825 | 158.7236 | 158.2521 | 160.4118 | 161.3558 | 165.5986 | 165.5329
08/10/1982 00:00:00 | 126.2715 | 129.9695 | 124.1649 | 123.6855 | 127.9752 | 131.2275 | 138.7819 | 139.121
08/10/1982 01:00:00 | 94.6917 | 98.3808 | 95.5728 | 97.5978 | 101.945 | 107.8394 | 113.8283 | 115.3958
08/10/1982 02:00:00 | 83.1911 | 87.6819 | 90.733 | 96.3924 | 100.0605 | 106.5288 | 109.5141 | 111.9622
08/10/1982 03:00:00 | 94.2715 | 100.1439 | 105.8088 | 112.8184 | 115.3126 | 120.4872 | 119.0988 | 119.9187
08/10/1982 04:00:00 | 114.2457 | 120.1362 | 126.1868 | 132.5618 | 132.8534 | 136.7345 | 132.7065 | 133.4817
08/10/1982 05:00:00 | 140.1786 | 144.8094 | 150.9634 | 155.2398 | 154.3185 | 156.7867 | 155.135 | 158.1349
08/10/1982 06:00:00 | 157.9622 | 157.8745 | 161.7618 | 163.0783 | 162.4667 | 163.885 | 164.4918 | 167.6027
08/10/1982 07:00:00 | 169.9522 | 167.3493 | 167.7308 | 166.3748 | 164.5988 | 162.0548 | 161.2793 | 161.0938
08/10/1982 08:00:00 | 170.8808 | 168.2207 | 164.5347 | 159.8281 | 158.1106 | 153.0687 | 151.8754 | 149.2074
08/10/1982 09:00:00 | 136.4887 | 131.5995 | 124.6991 | 120.3133 | 119.4929 | 118.8471 | 118.6469 | 118.1288
08/10/1982 10:00:00 | 105.3861 | 101.6996 | 97.2433 | 96.4422 | 95.6727 | 99.9092 | 100.8735 | 104.7814
08/10/1982 11:00:00 | 104.9935 | 102.418 | 103.7618 | 107.0448 | 106.6027 | 115.4946 | 120.6206 | 131.881
08/10/1982 12:00:00 | 127.1387 | 127.4348 | 133.1834 | 139.2761 | 140.9604 | 151.9224 | 160.6808 | 173.6106
08/10/1982 13:00:00 | 159.036 | 161.8654 | 166.8941 | 173.1146 | 178.5362 | 190.6491 | 200.4067 | 209.0164
08/10/1982 14:00:00 | 186.5779 | 189.7419 | 193.8899 | 200.1305 | 206.6038 | 217.262 | 226.1501 | 229.5437
08/10/1982 15:00:00 | 208.5764 | 211.9322 | 215.7432 | 221.515 | 227.0999 | 231.5662 | 234.793 | 236.9706
08/10/1982 16:00:00 | 227.7751 | 229.7859 | 231.7951 | 234.7732 | 237.5 | 237.5 | 237.5 | 237.5
08/10/1982 17:00:00 | 237.5 | 237.5 | 237.5 | 237.5 | 237.5 | 237.5 | 237.5 | 237.5
08/10/1982 18:00:00 | 237.5 | 237.5 | 237.5 | 237.5 | 237.5 | 237.5 | 237.5 | 237.5
08/10/1982 19:00:00 | 237.5 | 237.5 | 237.5 | 237.5 | 237.5 | 237.5 | 237.5 | 237.5
08/10/1982 20:00:00 | 237.5 | 237.5 | 237.5 | 237.5 | 237.5 | 237.5 | 237.5 | 237.5
08/10/1982 21:00:00 | 237.5 | 237.5 | 237.5 | 237.5 | 237.5 | 237.5 | 237.5 | 237.5
08/10/1982 22:00:00 | 237.5 | 237.5 | 237.5 | 237.5 | 237.5 | 237.5 | 237.5 | 237.5
08/10/1982 23:00:00 | 237.5 | 237.5 | 237.5 | 237.5 | 237.5 | 237.5 | 237.5 | 237.5
09/10/1982 00:00:00 | 237.5 | 237.5 | 237.5 | 237.5 | 237.5 | 237.5 | 237.5 | 237.5
09/10/1982 01:00:00 | 237.5 | 237.5 | 237.5 | 237.5 | 237.5 | 237.5 | 237.5 | 237.5
09/10/1982 02:00:00 | 237.5 | 237.5 | 237.5 | 237.5 | 237.5 | 237.5 | 237.5 | 237.5
09/10/1982 03:00:00 | 237.5 | 237.5 | 237.5 | 237.5 | 237.5 | 237.5 | 237.5 | 237.5
09/10/1982 04:00:00 | 237.5 | 237.5 | 237.5 | 237.5 | 237.5 | 237.5 | 237.5 | 237.5
09/10/1982 05:00:00 | 237.5 | 237.5 | 237.5 | 237.5 | 237.5 | 237.5 | 237.5 | 237.5
09/10/1982 06:00:00 | 237.5 | 237.5 | 237.5 | 237.5 | 237.5 | 237.5 | 237.5 | 237.5
09/10/1982 07:00:00 | 237.5 | 237.5 | 237.5 | 237.5 | 237.5 | 237.5 | 237.5 | 237.5
09/10/1982 08:00:00 | 230.2148 | 236.8495 | 232.7877 | 234.7898 | 237.5 | 237.5 | 237.5 | 237.5
09/10/1982 09:00:00 | 219.3752 | 228.7534 | 221.3719 | 224.6088 | 229.0139 | 231.2312 | 235.3235 | 234.0661
09/10/1982 10:00:00 | 224.0155 | 228.7384 | 216.7013 | 214.3662 | 220.8061 | 219.1977 | 226.8055 | 219.4754
09/10/1982 11:00:00 | 230.1225 | 233.3085 | 218.8163 | 211.547 | 219.3758 | 214.2729 | 218.7069 | 204.0404
09/10/1982 12:00:00 | 230.4118 | 233.4428 | 216.2904 | 208.1661 | 216.4963 | 213.0854 | 212.9736 | 194.1035
09/10/1982 13:00:00 | 214.9154 | 219.7539 | 196.3867 | 190.1776 | 196.4882 | 195.114 | 189.8411 | 171.7847
09/10/1982 14:00:00 | 181.6072 | 185.0113 | 164.1773 | 161.1489 | 162.7419 | 162.2887 | 154.2919 | 141.3483
09/10/1982 15:00:00 | 141.8107 | 142.1665 | 130.7433 | 131.3956 | 130.1232 | 131.1681 | 125.0056 | 119.3129
09/10/1982 16:00:00 | 115.3451 | 115.3672 | 113.7185 | 116.4172 | 113.6151 | 113.2794 | 109.5222 | 108.5002
09/10/1982 17:00:00 | 98.4664 | 98.1 | 100.1424 | 102.2555 | 99.4859 | 98.2231 | 96.1585 | 97.2169
09/10/1982 18:00:00 | 83.7117 | 83.7266 | 86.0843 | 87.6727 | 86.1186 | 85.9808 | 84.6771 | 85.9047
09/10/1982 19:00:00 | 75.4688 | 77.0087 | 80.2789 | 82.6309 | 82.2102 | 83.3628 | 83.1967 | 84.9736
09/10/1982 20:00:00 | 69.089 | 70.907 | 75.57 | 78.9737 | 78.9542 | 81.045 | 81.6409 | 84.4462
09/10/1982 21:00:00 | 60.1585 | 62.4411 | 66.9153 | 70.0919 | 70.089 | 72.1352 | 73.23 | 76.593
09/10/1982 22:00:00 | 52.3914 | 55.6431 | 60.5206 | 64.678 | 65.3494 | 68.067 | 69.1553 | 72.1151
09/10/1982 23:00:00 | 47.4122 | 50.6017 | 55.183 | 59.0747 | 59.3003 | 61.8493 | 61.4032 | 63.6446
10/10/1982 00:00:00 | 44.5597 | 44.8631 | 46.2725 | 47.7182 | 47.1892 | 48.1781 | 47.2417 | 48.1213
10/10/1982 01:00:00 | 45.8047 | 45.5249 | 44.9334 | 44.8636 | 44.9017 | 44.8715 | 44.2815 | 43.6532
10/10/1982 02:00:00 | 49.1701 | 49.4569 | 48.7711 | 48.3504 | 49.0004 | 48.8106 | 48.7082 | 47.8256
10/10/1982 03:00:00 | 48.8795 | 48.792 | 48.7489 | 48.4085 | 49.2096 | 49.616 | 50.6299 | 51.1076
10/10/1982 04:00:00 | 50.1949 | 49.9053 | 50.8354 | 50.6713 | 50.7582 | 50.422 | 50.9464 | 51.6489
10/10/1982 05:00:00 | 49.6925 | 48.0668 | 49.5739 | 49.1444 | 48.5239 | 47.911 | 48.2849 | 49.6233
10/10/1982 06:00:00 | 42.2026 | 40.802 | 42.3625 | 42.7248 | 42.6058 | 43.3225 | 44.0263 | 45.6738
10/10/1982 07:00:00 | 38.273 | 37.7808 | 38.9482 | 39.382 | 39.3024 | 39.8166 | 39.9789 | 40.9011
10/10/1982 08:00:00 | 38.1387 | 37.9761 | 39.0261 | 39.1414 | 38.5281 | 38.1444 | 37.3158 | 37.544
10/10/1982 09:00:00 | 35.131 | 34.5967 | 35.9901 | 36.414 | 35.6277 | 35.44 | 34.5451 | 34.9806
10/10/1982 10:00:00 | 29.8039 | 28.9548 | 30.2088 | 30.7955 | 30.6684 | 31.1658 | 30.9876 | 31.8778
10/10/1982 11:00:00 | 29.8957 | 29.929 | 29.725 | 29.7601 | 30.2843 | 30.5949 | 31.0836 | 31.4602
10/10/1982 12:00:00 | 38.8076 | 38.6773 | 36.5965 | 35.1237 | 35.5634 | 34.5328 | 34.9893 | 34.3614
10/10/1982 13:00:00 | 46.9218 | 45.8447 | 44.1526 | 42.1075 | 42.2988 | 40.2875 | 40.7713 | 39.7711
10/10/1982 14:00:00 | 45.247 | 44.1153 | 44.6697 | 43.6812 | 43.2242 | 41.3763 | 41.5361 | 41.4752
10/10/1982 15:00:00 | 35.869 | 34.487 | 36.5073 | 36.5167 | 35.2212 | 33.7802 | 32.9905 | 33.4762
10/10/1982 16:00:00 | 25.7142 | 24.3064 | 25.5749 | 25.4557 | 23.9021 | 22.2571 | 20.4446 | 20.3226
10/10/1982 17:00:00 | 18.3315 | 16.5872 | 16.5357 | 15.6322 | 14.1131 | 12.5252 | 11.1144 | 10.6615
10/10/1982 18:00:00 | 13.9284 | 12.6741 | 11.9239 | 10.9825 | 10.42 | 9.6914 | 9.5211 | 9.4565
10/10/1982 19:00:00 | 14.414 | 14.1885 | 13.5628 | 13.1387 | 13.3822 | 13.731 | 14.612 | 15.0765
10/10/1982 20:00:00 | 20.6427 | 21.1926 | 20.9538 | 20.5634 | 20.1064 | 20.136 | 21.0404 | 22.1213
10/10/1982 21:00:00 | 26.3483 | 26.7158 | 26.3799 | 25.3601 | 23.3609 | 22.3367 | 21.9127 | 23.0288
10/10/1982 22:00:00 | 26.1351 | 25.522 | 24.548 | 22.7485 | 20.2529 | 18.9186 | 17.8207 | 18.5269
10/10/1982 23:00:00 | 22.4149 | 19.7801 | 18.525 | 16.4596 | 14.2412 | 13.1616 | 12.4197 | 13.2047
11/10/1982 00:00:00 | 19.847 | 14.7736 | 13.2876 | 11.4257 | 9.9176 | 9.3097 | 8.9317 | 9.6223
11/10/1982 01:00:00 | 19.1401 | 12.8287 | 10.924 | 9.0089 | 8.2526 | 8.0316 | 7.5064 | 7.721
11/10/1982 02:00:00 | 23.3527 | 16.2958 | 12.7832 | 9.7901 | 8.8256 | 7.9246 | 6.852 | 6.207
11/10/1982 03:00:00 | 32.8629 | 25.3045 | 19.1721 | 13.7925 | 12.0836 | 8.8824 | 7.18 | 5.4634
11/10/1982 04:00:00 | 37.2895 | 31.2922 | 24.0627 | 17.6226 | 14.8292 | 9.4167 | 7.2093 | 4.771
11/10/1982 05:00:00 | 38.4758 | 35.4822 | 30.1645 | 24.8239 | 21.5781 | 13.5155 | 9.5827 | 6.1785
11/10/1982 06:00:00 | 37.4151 | 38.2883 | 36.3449 | 34.4641 | 32.5523 | 24.8681 | 19.8766 | 14.5429
11/10/1982 07:00:00 | 36.2676 | 38.4856 | 38.3441 | 38.8148 | 39.0056 | 36.3579 | 33.8047 | 30.6085
11/10/1982 08:00:00 | 39.8263 | 42.0208 | 41.8667 | 42.1564 | 42.4235 | 42.586 | 42.8185 | 42.7139
11/10/1982 09:00:00 | 41.4952 | 44.2163 | 44.5936 | 45.1653 | 45.6331 | 46.1389 | 48.1605 | 49.3539
11/10/1982 10:00:00 | 34.479 | 37.0521 | 38.16 | 39.5016 | 40.6539 | 42.0303 | 44.0457 | 45.2719
11/10/1982 11:00:00 | 24.4848 | 25.5049 | 26.698 | 27.8909 | 28.6169 | 30.1747 | 31.1981 | 32.4755
11/10/1982 12:00:00 | 20.1302 | 20.0476 | 20.5297 | 20.5977 | 20.4784 | 20.6503 | 20.6582 | 21.2088
11/10/1982 13:00:00 | 20.2311 | 20.5537 | 20.6817 | 20.1748 | 19.7852 | 18.9951 | 18.574 | 18.4446
11/10/1982 14:00:00 | 19.496 | 20.5573 | 20.6735 | 19.8385 | 19.6871 | 18.9246 | 19.4841 | 19.8208
11/10/1982 15:00:00 | 17.199 | 18.5151 | 19.4024 | 18.4857 | 17.834 | 16.3788 | 16.3577 | 16.775
11/10/1982 16:00:00 | 12.8126 | 14.7984 | 17.6426 | 18.112 | 16.8006 | 14.811 | 13.7084 | 14.0046
11/10/1982 17:00:00 | 9.8476 | 11.8228 | 14.04 | 15.4033 | 14.8006 | 14.1492 | 12.9175 | 12.9198
11/10/1982 18:00:00 | 15.3861 | 16.4475 | 16.3506 | 16.4094 | 15.5503 | 14.1568 | 11.456 | 9.7168
11/10/1982 19:00:00 | 24.0078 | 23.1688 | 20.0056 | 17.2106 | 14.3249 | 10.9137 | 7.5725 | 5.6016
11/10/1982 20:00:00 | 19.6123 | 17.5787 | 15.1689 | 12.4702 | 9.9759 | 7.1157 | 5.0015 | 3.6923
11/10/1982 21:00:00 | 9.9318 | 8.5819 | 7.8748 | 6.7882 | 5.9004 | 4.5582 | 4.4219 | 4.4269
11/10/1982 22:00:00 | 3.7615 | 3.0921 | 2.8844 | 2.5796 | 2.7615 | 3.659 | 5.4236 | 7.13
11/10/1982 23:00:00 | 0.65335 | 0.71343 | 1.21 | 1.7005 | 2.7516 | 5.3944 | 7.723 | 10.255
12/10/1982 00:00:00 | 0 | 0.11708 | 1.027 | 2.1821 | 3.8163 | 6.9044 | 8.5098 | 10.42
12/10/1982 01:00:00 | 0 | 0.30388 | 1.1989 | 2.6613 | 4.2307 | 6.9186 | 7.7386 | 8.5544
12/10/1982 02:00:00 | 0 | 1.1112 | 1.9418 | 3.5707 | 4.6186 | 6.2789 | 6.8831 | 7.4394
12/10/1982 03:00:00 | 0 | 0.77142 | 1.4246 | 2.337 | 2.9015 | 3.6963 | 4.3389 | 4.863
12/10/1982 04:00:00 | 0 | 0 | 0 | 0 | 0 | 0.40651 | 0.80851 | 1.1708
12/10/1982 05:00:00 | 0 | 0 | 0 | 0 | 0 | 0 | 0 | 0
12/10/1982 06:00:00 | 0 | 0 | 0 | 0 | 0 | 0 | 0 | 0
12/10/1982 07:00:00 | 0 | 0 | 0 | 0 | 0 | 0 | 0 | 0
12/10/1982 08:00:00 | 0 | 0 | 0 | 0 | 0 | 0 | 0 | 0
12/10/1982 09:00:00 | 17.0518 | 12.4089 | 9.4127 | 6.4272 | 3.5272 | 1.0769 | 0.78365 | 1.6289
12/10/1982 10:00:00 | 45.0201 | 44.5474 | 43.5175 | 40.3743 | 34.8085 | 26.7493 | 20.571 | 18.4886
12/10/1982 11:00:00 | 58.0007 | 59.9029 | 61.9519 | 62.2863 | 61.1977 | 59.898 | 54.715 | 51.9788
12/10/1982 12:00:00 | 67.8442 | 72.2428 | 73.5564 | 72.472 | 69.0106 | 63.7464 | 58.8632 | 56.2652
12/10/1982 13:00:00 | 56.0879 | 62.183 | 66.3671 | 68.4939 | 65.2252 | 61.4011 | 55.4706 | 53.5977
12/10/1982 14:00:00 | 34.3929 | 37.8363 | 42.313 | 45.9681 | 45.7647 | 48.2458 | 46.2287 | 47.9584
12/10/1982 15:00:00 | 35.5198 | 38.5606 | 40.4705 | 43.0385 | 44.82 | 48.5412 | 50.2729 | 52.0385
12/10/1982 16:00:00 | 56.8025 | 61.1087 | 62.9876 | 65.6768 | 69.187 | 73.4104 | 78.0492 | 80.049
12/10/1982 17:00:00 | 77.273 | 81.9539 | 87.1955 | 91.5015 | 94.2382 | 98.7643 | 102.5063 | 106.4288
12/10/1982 18:00:00 | 115.006 | 123.2227 | 128.604 | 134.9805 | 137.651 | 141.8649 | 143.8322 | 146.235
12/10/1982 19:00:00 | 198.6503 | 212.6289 | 217.4127 | 224.363 | 227.7635 | 229.8489 | 231.5452 | 232.0006
12/10/1982 20:00:00 | 237.5 | 237.5 | 237.5 | 237.5 | 237.5 | 237.5 | 237.5 | 237.5
12/10/1982 21:00:00 | 237.5 | 237.5 | 237.5 | 237.5 | 237.5 | 237.5 | 237.5 | 237.5
12/10/1982 22:00:00 | 237.5 | 237.5 | 237.5 | 237.5 | 237.5 | 237.5 | 237.5 | 237.5
12/10/1982 23:00:00 | 237.5 | 237.5 | 237.5 | 237.5 | 237.5 | 237.5 | 237.5 | 237.5
13/10/1982 00:00:00 | 237.5 | 237.5 | 237.5 | 237.5 | 237.5 | 237.5 | 237.5 | 237.5
13/10/1982 01:00:00 | 237.5 | 237.5 | 237.5 | 237.5 | 237.5 | 237.5 | 237.5 | 237.5
13/10/1982 02:00:00 | 210.2423 | 205.7439 | 207.6091 | 207.0675 | 203.085 | 203.1148 | 200.6457 | 202.4346
13/10/1982 03:00:00 | 140.467 | 137.2755 | 141.5992 | 151.6333 | 160.9539 | 176.45 | 181.2941 | 185.1936
13/10/1982 04:00:00 | 125.4696 | 125.727 | 131.2034 | 142.6837 | 150.9358 | 166.4609 | 167.78 | 170.6846
13/10/1982 05:00:00 | 133.0754 | 129.176 | 126.1025 | 128.9906 | 134.3306 | 146.0208 | 147.1973 | 149.5548
13/10/1982 06:00:00 | 197.7587 | 196.903 | 181.3757 | 172.7892 | 170.185 | 162.9207 | 158.7799 | 151.313
13/10/1982 07:00:00 | 237.5 | 237.5 | 237.5 | 237.5 | 237.5 | 225.3657 | 204.4914 | 180.9206
13/10/1982 08:00:00 | 237.5 | 237.5 | 237.5 | 237.5 | 237.5 | 237.5 | 231.7897 | 218.7779
13/10/1982 09:00:00 | 237.5 | 237.5 | 237.5 | 237.5 | 237.5 | 237.5 | 237.5 | 234.8869
13/10/1982 10:00:00 | 237.5 | 237.5 | 237.5 | 237.5 | 237.5 | 237.5 | 237.5 | 237.5
13/10/1982 11:00:00 | 237.5 | 237.5 | 237.5 | 237.5 | 237.5 | 237.5 | 237.5 | 237.5
13/10/1982 12:00:00 | 237.5 | 237.5 | 237.5 | 237.5 | 237.5 | 237.5 | 237.5 | 237.5
13/10/1982 13:00:00 | 237.5 | 237.5 | 237.5 | 237.5 | 237.5 | 237.5 | 237.5 | 237.5
13/10/1982 14:00:00 | 237.5 | 237.5 | 237.5 | 237.5 | 237.5 | 237.5 | 237.5 | 237.5
13/10/1982 15:00:00 | 237.5 | 237.5 | 237.5 | 237.5 | 237.5 | 237.5 | 237.5 | 233.5013
13/10/1982 16:00:00 | 237.5 | 237.5 | 237.5 | 237.5 | 237.5 | 237.5 | 237.5 | 237.5
13/10/1982 17:00:00 | 237.5 | 237.5 | 237.5 | 237.5 | 237.5 | 237.5 | 237.5 | 237.5
13/10/1982 18:00:00 | 237.5 | 237.5 | 237.5 | 237.5 | 237.5 | 237.5 | 237.5 | 237.5
13/10/1982 19:00:00 | 231.7899 | 233.8577 | 234.0368 | 233.2277 | 231.4487 | 230.4815 | 228.9657 | 229.3997
13/10/1982 20:00:00 | 228.9104 | 233.2245 | 234.4745 | 234.6236 | 233.352 | 231.3912 | 229.7261 | 229.0504
13/10/1982 21:00:00 | 206.7485 | 217.8365 | 223.8393 | 227.0437 | 225.8011 | 223.487 | 219.3097 | 218.0412
13/10/1982 22:00:00 | 200.1747 | 213.5004 | 221.458 | 227.5758 | 228.3902 | 228.94 | 227.2061 | 225.5937
13/10/1982 23:00:00 | 219.2874 | 228.9926 | 232.9688 | 236.6077 | 237.5 | 237.5 | 237.5 | 237.5
14/10/1982 00:00:00 | 225.6261 | 231.2632 | 234.8359 | 237.5 | 237.5 | 237.5 | 237.5 | 237.5
14/10/1982 01:00:00 | 219.9125 | 229.4888 | 233.3586 | 237.1942 | 237.5 | 237.5 | 237.5 | 237.5
14/10/1982 02:00:00 | 214.5204 | 227.4827 | 230.5009 | 233.9132 | 235.0832 | 237.3135 | 237.5 | 237.5
14/10/1982 03:00:00 | 219.052 | 228.244 | 229.252 | 231.0756 | 231.8594 | 232.7474 | 233.7058 | 234.038
14/10/1982 04:00:00 | 217.9661 | 228.0601 | 229.2241 | 231.0661 | 232.3194 | 233.3554 | 234.1301 | 234.0076
14/10/1982 05:00:00 | 187.5658 | 205.5302 | 213.8775 | 224.0027 | 228.3352 | 232.6374 | 234.0462 | 235.1853
14/10/1982 06:00:00 | 160.4912 | 184.5353 | 195.4693 | 209.7049 | 216.5853 | 227.3396 | 229.4046 | 231.0473
14/10/1982 07:00:00 | 175.4123 | 197.4614 | 199.4701 | 206.2804 | 209.5203 | 212.1306 | 213.3907 | 211.2519
14/10/1982 08:00:00 | 169.3236 | 186.4441 | 184.2166 | 186.9117 | 188.1171 | 185.8701 | 183.2811 | 176.9586
14/10/1982 09:00:00 | 148.2798 | 156.8235 | 151.5234 | 149.3294 | 146.4264 | 139.3994 | 133.2421 | 126.0168
14/10/1982 10:00:00 | 123.038 | 114.4342 | 105.6215 | 95.1305 | 84.8187 | 69.412 | 58.4325 | 51.365
14/10/1982 11:00:00 | 51.2354 | 38.6414 | 32.7189 | 24.1263 | 16.5182 | 7.8981 | 2.385 | 0.12738
14/10/1982 12:00:00 | 6.2079 | 4.4761 | 2.3145 | 1.6546 | 1.4619 | 0.52122 | 0 | 0
14/10/1982 13:00:00 | 15.4121 | 20.8167 | 16.8048 | 19.8297 | 28.7998 | 38.5626 | 69.6941 | 82.5234
14/10/1982 14:00:00 | 214.849 | 237.5 | 237.5 | 237.5 | 237.5 | 237.5 | 237.5 | 237.5
14/10/1982 15:00:00 | 237.5 | 237.5 | 237.5 | 237.5 | 237.5 | 237.5 | 237.5 | 237.5
14/10/1982 16:00:00 | 237.5 | 237.5 | 237.5 | 237.5 | 237.5 | 237.5 | 237.5 | 237.5
14/10/1982 17:00:00 | 237.5 | 237.5 | 237.5 | 237.5 | 237.5 | 237.5 | 237.5 | 237.5
14/10/1982 18:00:00 | 237.5 | 237.5 | 237.5 | 237.5 | 237.5 | 237.5 | 237.5 | 237.5
14/10/1982 19:00:00 | 237.5 | 237.5 | 237.5 | 237.5 | 237.5 | 237.5 | 237.5 | 237.5
14/10/1982 20:00:00 | 237.5 | 237.5 | 237.5 | 237.5 | 237.5 | 237.5 | 237.5 | 237.5
14/10/1982 21:00:00 | 237.5 | 237.5 | 237.5 | 237.5 | 237.5 | 237.5 | 237.5 | 237.5
14/10/1982 22:00:00 | 237.5 | 237.5 | 237.5 | 237.5 | 237.5 | 237.5 | 237.5 | 237.5
14/10/1982 23:00:00 | 237.5 | 237.5 | 237.5 | 237.5 | 237.5 | 237.5 | 237.5 | 237.5
15/10/1982 00:00:00 | 237.5 | 237.5 | 237.5 | 237.5 | 237.5 | 237.5 | 237.5 | 237.5
15/10/1982 01:00:00 | 237.5 | 237.5 | 237.5 | 237.5 | 237.5 | 237.5 | 237.5 | 237.5
15/10/1982 02:00:00 | 237.5 | 237.5 | 237.5 | 237.5 | 237.5 | 237.5 | 237.5 | 237.5
15/10/1982 03:00:00 | 237.5 | 237.5 | 237.5 | 237.5 | 237.5 | 237.5 | 237.5 | 237.5
15/10/1982 04:00:00 | 237.5 | 237.5 | 237.5 | 237.5 | 237.5 | 237.5 | 237.5 | 237.5
15/10/1982 05:00:00 | 237.5 | 237.5 | 237.5 | 237.5 | 237.5 | 237.5 | 237.5 | 237.5
15/10/1982 06:00:00 | 237.5 | 237.5 | 237.5 | 237.5 | 237.5 | 237.5 | 237.5 | 237.5
15/10/1982 07:00:00 | 237.5 | 236.7446 | 236.4251 | 234.4217 | 232.0507 | 229.6218 | 227.3805 | 227.1797
15/10/1982 08:00:00 | 228.4589 | 223.8188 | 223.391 | 220.2852 | 216.1279 | 213.0136 | 209.2857 | 209.7774
15/10/1982 09:00:00 | 202.8068 | 196.698 | 196.5206 | 194.5642 | 191.4088 | 189.9182 | 187.1818 | 188.1388
15/10/1982 10:00:00 | 172.4874 | 168.5207 | 170.5699 | 170.7134 | 169.0562 | 169.3926 | 168.0931 | 170.0152
15/10/1982 11:00:00 | 157.6566 | 155.7192 | 159.1662 | 159.7126 | 158.08 | 157.1822 | 154.9873 | 155.9577
15/10/1982 12:00:00 | 151.2947 | 148.9469 | 150.4285 | 149.395 | 147.0465 | 144.9515 | 141.6046 | 141.3566
15/10/1982 13:00:00 | 139.7397 | 137.6424 | 139.7522 | 139.8622 | 138.4228 | 138.7728 | 136.6303 | 137.7964
15/10/1982 14:00:00 | 119.8618 | 119.7352 | 123.4108 | 125.4392 | 125.1908 | 127.2263 | 126.3169 | 128.3746
15/10/1982 15:00:00 | 98.1659 | 98.7767 | 102.139 | 104.0176 | 103.6671 | 104.8014 | 103.4206 | 104.4673
15/10/1982 16:00:00 | 78.386 | 77.7144 | 79.9082 | 80.3844 | 79.2139 | 78.8242 | 76.814 | 77.1982
15/10/1982 17:00:00 | 58.454 | 56.9731 | 58.2426 | 58.09 | 56.9274 | 56.3983 | 54.9969 | 55.4298
15/10/1982 18:00:00 | 46.4927 | 45.2189 | 46.383 | 46.6094 | 45.7796 | 45.8791 | 45.382 | 46.319
15/10/1982 19:00:00 | 45.8317 | 44.8601 | 45.7029 | 46.0789 | 45.4013 | 45.8087 | 45.6305 | 46.8344
15/10/1982 20:00:00 | 45.9169 | 45.4201 | 45.7719 | 46.122 | 45.6498 | 46.2448 | 46.1776 | 47.1175
15/10/1982 21:00:00 | 38.4832 | 38.3364 | 38.715 | 39.0709 | 38.9162 | 39.5082 | 39.6627 | 40.336
15/10/1982 22:00:00 | 26.4367 | 26.3031 | 26.6192 | 26.8351 | 26.8028 | 27.134 | 27.2897 | 27.7797
15/10/1982 23:00:00 | 17.6681 | 17.4178 | 17.5495 | 17.6024 | 17.504 | 17.5858 | 17.5674 | 17.7542
16/10/1982 00:00:00 | 13.3188 | 13.0507 | 13.128 | 13.0452 | 12.8629 | 12.7524 | 12.6128 | 12.6805
16/10/1982 01:00:00 | 9.9915 | 9.6517 | 9.8965 | 9.808 | 9.4926 | 9.3375 | 9.1775 | 9.3271
16/10/1982 02:00:00 | 9.3703 | 8.6977 | 8.5229 | 8.2692 | 8.0511 | 7.9066 | 7.6798 | 7.6629
16/10/1982 03:00:00 | 26.0837 | 23.8389 | 20.6856 | 18.4245 | 17.8772 | 16.3853 | 16.1502 | 15.0969
16/10/1982 04:00:00 | 55.463 | 52.4788 | 48.0176 | 44.0906 | 42.3187 | 37.8435 | 36.8122 | 34.7597
16/10/1982 05:00:00 | 68.9298 | 68.1994 | 67.7476 | 66.9798 | 65.0655 | 59.701 | 56.0913 | 52.8216
16/10/1982 06:00:00 | 88.7466 | 90.2347 | 92.7829 | 95.9183 | 97.6035 | 96.532 | 93.3458 | 89.562
16/10/1982 07:00:00 | 100.9338 | 102.5347 | 109.0159 | 115.5604 | 119.7301 | 126.6557 | 129.5647 | 133.5303
16/10/1982 08:00:00 | 106.7676 | 111.4327 | 116.8635 | 122.6957 | 126.927 | 136.9032 | 142.4311 | 148.5351
16/10/1982 09:00:00 | 120.8717 | 132.4937 | 138.1903 | 146.6921 | 153.8113 | 164.9359 | 170.2552 | 173.6163
16/10/1982 10:00:00 | 143.3978 | 158.5834 | 166.0977 | 176.4646 | 182.9826 | 192.7359 | 196.8559 | 199.5394
16/10/1982 11:00:00 | 161.81 | 175.6064 | 183.2844 | 193.2574 | 198.9762 | 207.4149 | 212.4136 | 216.0519
16/10/1982 12:00:00 | 186.3031 | 197.0224 | 203.3664 | 210.7664 | 215.6489 | 223.9846 | 228.2201 | 230.3789
16/10/1982 13:00:00 | 224.837 | 229.5036 | 231.584 | 234.1342 | 235.884 | 237.5 | 237.5 | 237.5
16/10/1982 14:00:00 | 237.5 | 237.5 | 237.5 | 237.5 | 237.5 | 237.5 | 237.5 | 237.5
16/10/1982 15:00:00 | 237.5 | 237.5 | 237.5 | 237.5 | 237.5 | 237.5 | 237.5 | 237.5
16/10/1982 16:00:00 | 237.5 | 237.5 | 237.5 | 237.5 | 237.5 | 237.5 | 237.5 | 237.5
16/10/1982 17:00:00 | 237.5 | 237.5 | 237.5 | 237.5 | 237.5 | 237.5 | 237.5 | 237.5
16/10/1982 18:00:00 | 237.5 | 237.5 | 237.5 | 237.5 | 237.5 | 237.5 | 237.5 | 237.5
16/10/1982 19:00:00 | 237.5 | 237.5 | 237.5 | 237.5 | 237.5 | 237.5 | 237.5 | 237.5
16/10/1982 20:00:00 | 237.5 | 237.5 | 237.5 | 237.5 | 237.5 | 237.5 | 237.5 | 237.5
16/10/1982 21:00:00 | 237.5 | 237.5 | 237.5 | 237.5 | 237.5 | 237.5 | 237.5 | 237.5
16/10/1982 22:00:00 | 237.5 | 237.5 | 237.5 | 237.5 | 237.5 | 237.5 | 237.5 | 237.5
16/10/1982 23:00:00 | 237.5 | 237.5 | 237.5 | 237.5 | 237.5 | 237.5 | 237.5 | 237.5
17/10/1982 00:00:00 | 237.5 | 237.5 | 237.5 | 237.5 | 237.5 | 237.5 | 237.5 | 237.5
17/10/1982 01:00:00 | 237.5 | 237.5 | 237.5 | 237.5 | 237.5 | 237.5 | 237.5 | 237.5
17/10/1982 02:00:00 | 237.5 | 237.5 | 237.5 | 237.5 | 237.5 | 237.5 | 237.5 | 237.5
17/10/1982 03:00:00 | 237.5 | 237.5 | 237.5 | 237.5 | 237.5 | 237.5 | 237.5 | 237.5
17/10/1982 04:00:00 | 237.5 | 237.5 | 237.5 | 237.5 | 237.5 | 237.5 | 237.5 | 237.5
17/10/1982 05:00:00 | 237.5 | 237.5 | 237.5 | 237.5 | 237.5 | 237.5 | 237.5 | 237.5
17/10/1982 06:00:00 | 237.5 | 237.5 | 237.5 | 237.5 | 237.5 | 237.5 | 237.5 | 237.2724
17/10/1982 07:00:00 | 229.5481 | 229.6181 | 230.222 | 227.9815 | 216.7714 | 194.9418 | 168.8984 | 154.886
17/10/1982 08:00:00 | 230.0676 | 231.5942 | 232.1214 | 230.8483 | 226.1907 | 206.7724 | 190.2648 | 178.4271
17/10/1982 09:00:00 | 235.1087 | 237.0995 | 237.5 | 237.5 | 237.1242 | 233.5969 | 230.9633 | 229.8568
17/10/1982 10:00:00 | 231.0573 | 233.6384 | 234.8866 | 234.9973 | 232.903 | 230.7119 | 229.0401 | 229.1968
17/10/1982 11:00:00 | 229.5254 | 234.2057 | 236.6905 | 237.5 | 237.071 | 235.1613 | 231.7613 | 230.1272
17/10/1982 12:00:00 | 229.0585 | 234.7451 | 237.5 | 237.5 | 237.5 | 237.5 | 237.5 | 237.5
17/10/1982 13:00:00 | 229.8723 | 234.9923 | 237.5 | 237.5 | 237.5 | 237.5 | 237.5 | 237.5
17/10/1982 14:00:00 | 232.6861 | 236.7117 | 237.5 | 237.5 | 237.5 | 237.5 | 237.5 | 237.5
17/10/1982 15:00:00 | 237.5 | 237.5 | 237.5 | 237.5 | 237.5 | 237.5 | 237.5 | 237.5
17/10/1982 16:00:00 | 237.5 | 237.5 | 237.5 | 237.5 | 237.5 | 237.5 | 237.5 | 237.5
17/10/1982 17:00:00 | 233.0854 | 237.5 | 237.5 | 237.5 | 237.5 | 237.5 | 237.5 | 237.5
17/10/1982 18:00:00 | 229.1632 | 236.578 | 237.5 | 237.5 | 237.5 | 237.5 | 237.5 | 237.5
17/10/1982 19:00:00 | 232.8648 | 237.5 | 237.5 | 237.5 | 237.5 | 237.5 | 237.5 | 237.5
17/10/1982 20:00:00 | 236.6262 | 237.5 | 237.5 | 237.5 | 237.5 | 237.5 | 237.5 | 237.5
17/10/1982 21:00:00 | 237.5 | 237.5 | 237.5 | 237.5 | 237.5 | 237.5 | 237.5 | 237.5
17/10/1982 22:00:00 | 237.5 | 237.5 | 237.5 | 237.5 | 237.5 | 237.5 | 237.5 | 237.5
17/10/1982 23:00:00 | 237.5 | 237.5 | 237.5 | 237.5 | 237.5 | 237.5 | 237.5 | 237.5
18/10/1982 00:00:00 | 237.5 | 237.5 | 237.5 | 237.5 | 237.5 | 237.5 | 237.5 | 237.5
18/10/1982 01:00:00 | 237.5 | 237.5 | 237.5 | 237.5 | 237.5 | 237.5 | 237.5 | 237.5
18/10/1982 02:00:00 | 237.5 | 237.5 | 237.5 | 237.5 | 237.5 | 237.5 | 237.5 | 237.5
18/10/1982 03:00:00 | 237.5 | 237.5 | 237.5 | 237.5 | 237.5 | 237.5 | 237.5 | 237.5
18/10/1982 04:00:00 | 237.5 | 237.5 | 237.5 | 237.5 | 237.5 | 237.5 | 237.5 | 237.5
18/10/1982 05:00:00 | 232.4051 | 237.5 | 237.5 | 237.5 | 237.5 | 237.5 | 237.5 | 237.5
18/10/1982 06:00:00 | 234.7943 | 237.5 | 237.5 | 237.5 | 237.5 | 237.5 | 237.5 | 237.5
18/10/1982 07:00:00 | 227.0219 | 233.7436 | 237.4705 | 237.5 | 237.5 | 237.5 | 237.5 | 237.5
18/10/1982 08:00:00 | 217.3319 | 228.3772 | 231.5471 | 235.3621 | 237.5 | 237.5 | 237.5 | 237.5
18/10/1982 09:00:00 | 208.1803 | 219.2634 | 225.3664 | 229.4034 | 231.6282 | 235.801 | 237.5 | 237.5
18/10/1982 10:00:00 | 152.5761 | 168.071 | 178.6423 | 189.411 | 194.1562 | 204.6837 | 210.6586 | 217.8307
18/10/1982 11:00:00 | 101.8319 | 113.529 | 122.2277 | 131.5556 | 136.131 | 144.6386 | 150.0149 | 156.1122
18/10/1982 12:00:00 | 84.9211 | 96.2015 | 101.2377 | 107.3159 | 110.2129 | 114.0036 | 115.8662 | 117.0627
18/10/1982 13:00:00 | 71.3346 | 84.6344 | 89.5422 | 97.1823 | 101.0051 | 105.9146 | 105.7421 | 104.6124
18/10/1982 14:00:00 | 54.5504 | 62.7233 | 68.205 | 75.662 | 80.5225 | 88.7074 | 90.4307 | 91.9605
18/10/1982 15:00:00 | 51.4365 | 53.3248 | 56.7471 | 59.5901 | 60.5531 | 63.9758 | 64.5662 | 66.9037
18/10/1982 16:00:00 | 48.4622 | 48.1116 | 50.1982 | 50.7364 | 50.5048 | 51.6178 | 51.9724 | 53.9945
18/10/1982 17:00:00 | 46.2541 | 48.9373 | 50.2126 | 52.3058 | 54.4187 | 57.5434 | 60.9794 | 63.282
18/10/1982 18:00:00 | 63.5304 | 72.026 | 73.7442 | 78.8889 | 83.2503 | 88.4413 | 93.5506 | 94.9201
18/10/1982 19:00:00 | 95.0323 | 110.8172 | 113.7819 | 121.2843 | 126.0211 | 130.8804 | 134.818 | 133.9696
18/10/1982 20:00:00 | 124.4405 | 144.0031 | 146.3352 | 152.3452 | 155.9374 | 158.4213 | 161.3261 | 160.2162
18/10/1982 21:00:00 | 131.9479 | 149.4723 | 151.7825 | 155.7142 | 157.5969 | 158.6503 | 159.9902 | 159.4655
18/10/1982 22:00:00 | 114.1287 | 131.5182 | 136.7811 | 143.0824 | 145.0952 | 146.3882 | 145.2909 | 143.7608
18/10/1982 23:00:00 | 93.8949 | 109.5327 | 117.6548 | 127.1434 | 129.1536 | 129.567 | 125.8027 | 122.7081
19/10/1982 00:00:00 | 76.5492 | 84.4869 | 92.4232 | 102.7777 | 103.7162 | 102.5559 | 96.8171 | 92.1757
19/10/1982 01:00:00 | 65.4362 | 64.1354 | 68.1104 | 74.2201 | 73.9699 | 71.7601 | 67.4168 | 63.8533
19/10/1982 02:00:00 | 55.9048 | 49.4589 | 50.1088 | 52.4845 | 52.0983 | 51.3275 | 49.7168 | 48.6308
19/10/1982 03:00:00 | 46.2862 | 39.8547 | 39.6362 | 40.9472 | 40.7253 | 40.8009 | 40.1903 | 40.1074
19/10/1982 04:00:00 | 39.044 | 33.8405 | 33.708 | 34.2811 | 34.0053 | 33.6029 | 32.7653 | 32.3465
19/10/1982 05:00:00 | 35.0671 | 30.5306 | 30.3975 | 30.3078 | 30.1842 | 29.7769 | 28.9872 | 28.5891
19/10/1982 06:00:00 | 34.3236 | 30.1166 | 30.0011 | 29.5373 | 29.5468 | 29.6289 | 29.3552 | 29.5859
19/10/1982 07:00:00 | 33.7938 | 30.9872 | 31.6005 | 31.8099 | 31.9422 | 32.4909 | 32.431 | 33.0532
19/10/1982 08:00:00 | 36.5425 | 36.116 | 36.9186 | 37.4284 | 37.1604 | 37.524 | 37.3408 | 38.0995
19/10/1982 09:00:00 | 43.6922 | 45.2305 | 44.8307 | 44.1614 | 42.8315 | 42.0149 | 41.3286 | 41.7613
19/10/1982 10:00:00 | 53.7665 | 56.7219 | 55.8486 | 54.7295 | 53.1044 | 51.2695 | 50.1551 | 49.8464
19/10/1982 11:00:00 | 65.7167 | 70.5581 | 70.7433 | 70.8554 | 69.8726 | 68.3147 | 67.0953 | 66.2753
19/10/1982 12:00:00 | 79.2125 | 81.8935 | 81.5564 | 81.1382 | 79.8771 | 78.4439 | 77.1414 | 76.4832
19/10/1982 13:00:00 | 97.635 | 96.5687 | 93.5304 | 90.5174 | 88.1463 | 85.4884 | 84.3714 | 83.5725
19/10/1982 14:00:00 | 110.7939 | 108.5811 | 103.7953 | 99.763 | 97.3466 | 94.312 | 93.7964 | 93.1327
19/10/1982 15:00:00 | 126.294 | 129.7094 | 124.3853 | 122.1221 | 121.8802 | 119.4452 | 119.1541 | 116.0993
19/10/1982 16:00:00 | 179.6124 | 193.453 | 192.3233 | 195.919 | 199.3576 | 198.3724 | 197.4012 | 191.1982
19/10/1982 17:00:00 | 231.0014 | 237.5 | 237.5 | 237.5 | 237.5 | 237.5 | 237.5 | 237.5
19/10/1982 18:00:00 | 237.5 | 237.5 | 237.5 | 237.5 | 237.5 | 237.5 | 237.5 | 237.5
19/10/1982 19:00:00 | 237.5 | 237.5 | 237.5 | 237.5 | 237.5 | 237.5 | 237.5 | 237.5
19/10/1982 20:00:00 | 237.5 | 237.5 | 237.5 | 237.5 | 237.5 | 237.5 | 237.5 | 237.5
19/10/1982 21:00:00 | 227.582 | 237.5 | 237.5 | 237.5 | 237.5 | 237.5 | 237.5 | 237.5
19/10/1982 22:00:00 | 211.5513 | 237.2173 | 237.5 | 237.5 | 237.5 | 237.5 | 237.5 | 237.5
19/10/1982 23:00:00 | 210.1088 | 236.6694 | 237.5 | 237.5 | 237.5 | 237.5 | 237.5 | 237.5
20/10/1982 00:00:00 | 205.6604 | 231.9874 | 237.5 | 237.5 | 237.5 | 237.5 | 237.5 | 237.5
20/10/1982 01:00:00 | 211.5895 | 228.2252 | 237.4106 | 237.5 | 237.5 | 237.5 | 237.5 | 237.5
20/10/1982 02:00:00 | 233.0504 | 235.9577 | 237.5 | 237.5 | 237.5 | 237.5 | 237.5 | 237.5
20/10/1982 03:00:00 | 237.5 | 237.5 | 237.5 | 237.5 | 237.5 | 237.5 | 237.5 | 237.5
20/10/1982 04:00:00 | 237.5 | 237.5 | 237.5 | 237.5 | 237.5 | 237.5 | 237.5 | 237.5
20/10/1982 05:00:00 | 237.5 | 237.5 | 237.5 | 237.5 | 237.5 | 237.5 | 237.5 | 237.5
20/10/1982 06:00:00 | 237.5 | 237.5 | 237.5 | 237.5 | 237.5 | 237.5 | 237.5 | 237.5
20/10/1982 07:00:00 | 237.5 | 237.5 | 237.5 | 237.5 | 237.5 | 237.5 | 237.5 | 237.5
20/10/1982 08:00:00 | 237.5 | 237.5 | 237.5 | 237.5 | 237.5 | 237.5 | 237.5 | 237.5
20/10/1982 09:00:00 | 237.5 | 237.5 | 237.5 | 237.5 | 237.5 | 237.5 | 237.5 | 237.5
20/10/1982 10:00:00 | 237.5 | 237.5 | 237.5 | 237.5 | 237.5 | 237.5 | 237.5 | 237.5
20/10/1982 11:00:00 | 237.5 | 237.5 | 237.5 | 237.5 | 237.5 | 237.5 | 237.5 | 237.5
20/10/1982 12:00:00 | 237.5 | 237.5 | 237.5 | 237.5 | 237.5 | 237.5 | 237.5 | 237.5
20/10/1982 13:00:00 | 237.5 | 237.5 | 237.5 | 237.5 | 237.5 | 237.5 | 237.5 | 237.5
20/10/1982 14:00:00 | 237.5 | 237.5 | 237.5 | 237.5 | 237.5 | 237.5 | 237.5 | 237.5
20/10/1982 15:00:00 | 237.5 | 237.5 | 237.5 | 237.5 | 237.5 | 237.5 | 237.5 | 237.5
20/10/1982 16:00:00 | 237.5 | 237.5 | 237.5 | 237.5 | 237.5 | 237.5 | 237.5 | 237.5
20/10/1982 17:00:00 | 237.5 | 237.5 | 237.5 | 237.5 | 237.5 | 237.5 | 237.5 | 237.5
20/10/1982 18:00:00 | 237.5 | 237.5 | 237.5 | 237.5 | 237.5 | 237.5 | 237.5 | 237.5
20/10/1982 19:00:00 | 237.5 | 237.5 | 237.5 | 237.5 | 237.5 | 237.5 | 237.5 | 237.5
20/10/1982 20:00:00 | 237.5 | 237.5 | 237.5 | 237.5 | 237.5 | 237.5 | 237.5 | 237.5
20/10/1982 21:00:00 | 233.3519 | 237.5 | 237.5 | 237.5 | 237.5 | 237.5 | 237.5 | 236.2812
20/10/1982 22:00:00 | 226.8017 | 233.6287 | 236.8627 | 237.5 | 237.5 | 234.6157 | 229.7131 | 225.7327
20/10/1982 23:00:00 | 212.3353 | 227.6776 | 230.7807 | 233.1409 | 231.5311 | 227.7599 | 217.146 | 208.7436
21/10/1982 00:00:00 | 186.0881 | 205.2927 | 212.6741 | 219.0633 | 216.4081 | 209.2783 | 196.3973 | 186.5234
21/10/1982 01:00:00 | 145.5097 | 163.8701 | 171.9852 | 180.4574 | 178.9166 | 172.2437 | 158.0773 | 147.2821
21/10/1982 02:00:00 | 106.1736 | 117.5164 | 122.0233 | 128.342 | 129.2783 | 125.9592 | 113.9822 | 104.1395
21/10/1982 03:00:00 | 88.2741 | 91.143 | 93.1652 | 95.9426 | 97.6375 | 97.0601 | 90.5227 | 85.0519
21/10/1982 04:00:00 | 91.2851 | 91.1592 | 91.8306 | 91.5335 | 91.5181 | 90.4067 | 87.5648 | 86.0357
21/10/1982 05:00:00 | 102.0265 | 105.5015 | 106.6026 | 106.1565 | 104.3813 | 101.7619 | 98.3962 | 97.4278
21/10/1982 06:00:00 | 103.2725 | 111.4095 | 116.4407 | 120.6113 | 120.8173 | 120.6017 | 117.6902 | 116.6911
21/10/1982 07:00:00 | 94.3142 | 101.4192 | 108.8436 | 116.2672 | 119.4219 | 125.0486 | 125.479 | 127.5737
21/10/1982 08:00:00 | 86.6034 | 91.5908 | 96.7746 | 101.6744 | 103.7569 | 110.3807 | 112.3331 | 116.6232
21/10/1982 09:00:00 | 84.5218 | 89.7596 | 92.7253 | 96.1175 | 97.4934 | 102.5664 | 104.0727 | 107.3234
21/10/1982 10:00:00 | 80.7422 | 86.6671 | 91.3088 | 96.0457 | 98.2346 | 104.2542 | 108.469 | 114.0469
21/10/1982 11:00:00 | 77.4131 | 82.9402 | 87.2327 | 91.8592 | 93.671 | 99.5991 | 104.0478 | 110.1276
21/10/1982 12:00:00 | 75.8461 | 81.5773 | 85.9077 | 89.9886 | 90.8246 | 94.3137 | 96.4204 | 100.0572
21/10/1982 13:00:00 | 60.8018 | 65.1414 | 69.7226 | 73.5013 | 74.1195 | 76.9021 | 78.7305 | 82.2565
21/10/1982 14:00:00 | 50.5183 | 52.4758 | 56.0074 | 58.4603 | 58.3595 | 61.1877 | 62.603 | 66.49
21/10/1982 15:00:00 | 47.2908 | 48.1226 | 51.3281 | 52.9975 | 52.0169 | 53.9306 | 54.3608 | 57.7137
21/10/1982 16:00:00 | 38.8935 | 40.0324 | 42.8563 | 43.9223 | 42.7248 | 43.6882 | 43.7901 | 46.7265
21/10/1982 17:00:00 | 29.044 | 30.1291 | 33.619 | 35.3882 | 35.4546 | 38.0899 | 40.2523 | 44.6697
21/10/1982 18:00:00 | 25.1523 | 23.8131 | 26.089 | 26.7663 | 27.275 | 31.1424 | 35.6143 | 42.7185
21/10/1982 19:00:00 | 24.7457 | 22.3002 | 23.1195 | 21.6281 | 20.4041 | 21.1451 | 24.5804 | 29.8449
21/10/1982 20:00:00 | 14.5629 | 13.5711 | 14.5155 | 13.4587 | 11.541 | 10.1911 | 11.0785 | 13.5354
21/10/1982 21:00:00 | 6.5514 | 5.0273 | 5.3805 | 4.6665 | 3.396 | 2.4087 | 2.6224 | 3.8303
21/10/1982 22:00:00 | 4.6921 | 1.3565 | 1.0228 | 0.039063 | 0 | 0 | 0 | 0.088242
21/10/1982 23:00:00 | 5.579 | 0.61644 | 0 | 0 | 0 | 0 | 0 | 0
22/10/1982 00:00:00 | 8.9994 | 2.2529 | 0.48733 | 0 | 0 | 0 | 0 | 0
22/10/1982 01:00:00 | 13.6425 | 6.8566 | 4.1257 | 0.83749 | 0 | 0 | 0 | 0
22/10/1982 02:00:00 | 19.4794 | 13.3779 | 10.4855 | 7.0561 | 4.6463 | 1.4989 | 0.58764 | 0.081819
22/10/1982 03:00:00 | 25.549 | 20.727 | 18.3632 | 14.9983 | 12.3188 | 8.4889 | 5.8638 | 4.1686
22/10/1982 04:00:00 | 27.587 | 22.8163 | 21.0639 | 18.6445 | 16.7332 | 13.5812 | 9.4827 | 7.3269
22/10/1982 05:00:00 | 31.1977 | 25.1443 | 22.9489 | 19.7195 | 17.5427 | 13.7859 | 9.7252 | 7.4552
22/10/1982 06:00:00 | 39.7123 | 34.267 | 31.3738 | 27.2644 | 24.3994 | 19.3903 | 14.8846 | 11.9687
22/10/1982 07:00:00 | 51.0664 | 48.4556 | 45.4664 | 42.0335 | 38.4175 | 32.7121 | 27.41 | 24.0221
22/10/1982 08:00:00 | 61.6438 | 61.66 | 61.3323 | 60.3807 | 58.5597 | 55.4841 | 51.2396 | 48.1272
22/10/1982 09:00:00 | 79.5808 | 78.0012 | 77.1398 | 75.1849 | 74.7413 | 73.823 | 74.1518 | 74.5239
22/10/1982 10:00:00 | 102.9248 | 103.5864 | 102.0006 | 98.379 | 94.3108 | 86.6185 | 82.6942 | 79.6497
22/10/1982 11:00:00 | 121.1394 | 125.5251 | 127.6275 | 127.0587 | 119.8163 | 105.9373 | 92.3628 | 83.4427
22/10/1982 12:00:00 | 138.6822 | 138.6123 | 141.5815 | 139.8696 | 129.6858 | 116.5246 | 99.8115 | 90.4881
22/10/1982 13:00:00 | 143.7105 | 108.469 | 105.2898 | 85.6307 | 70.2884 | 61.9071 | 63.6567 | 63.0929
22/10/1982 14:00:00 | 97.4692 | 97.8236 | 96.6664 | 91.089 | 90.0848 | 101.7413 | 129.0465 | 138.9121
22/10/1982 15:00:00 | 149.547 | 198.7065 | 205.4258 | 225.3364 | 233.0525 | 237.5 | 237.5 | 237.5
22/10/1982 16:00:00 | 237.5 | 237.5 | 237.5 | 237.5 | 237.5 | 234.16 | 225.068 | 218.1728
22/10/1982 17:00:00 | 167.5885 | 147.6091 | 149.363 | 138.0613 | 122.7301 | 106.4692 | 89.7853 | 84.9666
22/10/1982 18:00:00 | 47.8886 | 37.026 | 36.4911 | 32.6412 | 29.9934 | 27.1742 | 25.7447 | 26.1995
22/10/1982 19:00:00 | 19.7384 | 14.7846 | 14.4366 | 13.084 | 12.7805 | 12.736 | 13.2738 | 14.1308
22/10/1982 20:00:00 | 20.8369 | 18.1937 | 17.9675 | 16.9015 | 15.9155 | 14.7697 | 13.2951 | 12.6885
22/10/1982 21:00:00 | 23.3167 | 21.3654 | 21.3089 | 20.2405 | 18.6417 | 16.7223 | 13.8467 | 12.618
22/10/1982 22:00:00 | 19.6059 | 17.2493 | 16.9741 | 15.4199 | 13.7582 | 11.9004 | 9.805 | 9.0321
22/10/1982 23:00:00 | 12.6421 | 10.3098 | 9.8134 | 8.5199 | 7.4181 | 5.8936 | 4.6432 | 4.096
23/10/1982 00:00:00 | 8.1984 | 6.7598 | 6.4948 | 5.6482 | 4.9078 | 3.7608 | 2.6667 | 2.0868
23/10/1982 01:00:00 | 7.9808 | 7.0131 | 6.7263 | 6.0757 | 5.4954 | 4.5686 | 3.6475 | 3.1118
23/10/1982 02:00:00 | 11.0225 | 9.3804 | 8.8542 | 8.0074 | 7.3667 | 6.2752 | 5.4786 | 5.0027
23/10/1982 03:00:00 | 12.839 | 10.6415 | 9.9578 | 8.8285 | 8.1602 | 7.0522 | 6.3335 | 5.9774
23/10/1982 04:00:00 | 11.647 | 9.103 | 8.874 | 8.1161 | 7.5764 | 6.8719 | 6.472 | 6.5018
23/10/1982 05:00:00 | 11.0704 | 8.6745 | 8.8015 | 8.2733 | 7.6972 | 7.1467 | 6.6947 | 6.8601
23/10/1982 06:00:00 | 10.4374 | 8.5014 | 8.8164 | 8.1548 | 7.3646 | 6.4394 | 5.3908 | 5.2521
23/10/1982 07:00:00 | 8.4639 | 7.4343 | 7.6692 | 6.9247 | 6.1544 | 4.9715 | 3.4017 | 2.6786
23/10/1982 08:00:00 | 7.7453 | 7.1238 | 7.0654 | 6.282 | 5.5636 | 4.2413 | 2.4526 | 1.5367
23/10/1982 09:00:00 | 8.8838 | 7.8928 | 7.4087 | 6.2721 | 5.4572 | 3.9361 | 2.546 | 1.7206
23/10/1982 10:00:00 | 12.1775 | 9.7194 | 8.8638 | 7.5294 | 6.9766 | 5.6883 | 5.3364 | 5.0648
23/10/1982 11:00:00 | 17.9202 | 14.2256 | 13.3273 | 11.857 | 11.7881 | 10.5185 | 11.1304 | 11.1467
23/10/1982 12:00:00 | 25.802 | 21.9244 | 21.1386 | 19.8695 | 19.7427 | 18.1102 | 18.2966 | 17.909
23/10/1982 13:00:00 | 40.6475 | 35.6553 | 35.547 | 33.9159 | 32.6313 | 30.0066 | 28.8549 | 28.5643
23/10/1982 14:00:00 | 65.4661 | 59.3048 | 59.0989 | 55.7567 | 53.2557 | 49.7429 | 48.0407 | 48.6063
23/10/1982 15:00:00 | 88.2906 | 83.0072 | 82.3314 | 78.3798 | 76.2494 | 72.9396 | 71.9546 | 72.8535
23/10/1982 16:00:00 | 95.5059 | 92.9833 | 92.2229 | 90.351 | 90.1646 | 88.71 | 87.8497 | 87.1613
23/10/1982 17:00:00 | 97.6298 | 96.3442 | 94.8143 | 93.2969 | 92.0413 | 89.2364 | 85.6861 | 82.7412
23/10/1982 18:00:00 | 103.659 | 99.6762 | 97.6823 | 94.1194 | 90.7381 | 85.45 | 81.2475 | 78.4656
23/10/1982 19:00:00 | 104.3913 | 98.3918 | 95.9295 | 91.9805 | 89.7322 | 85.8607 | 83.9668 | 82.5468
23/10/1982 20:00:00 | 100.4772 | 96.8238 | 95.2765 | 93.5077 | 93.4145 | 92.5853 | 93.1869 | 93.0704
23/10/1982 21:00:00 | 98.7217 | 99.0973 | 99.2202 | 100.937 | 103.6242 | 108.527 | 111.2884 | 112.761
23/10/1982 22:00:00 | 104.1742 | 110.3236 | 113.6239 | 119.514 | 122.3865 | 127.3858 | 125.4262 | 123.8131
23/10/1982 23:00:00 | 114.3052 | 121.2819 | 124.4454 | 128.2646 | 126.2234 | 122.6134 | 115.4856 | 110.3334
24/10/1982 00:00:00 | 114.6679 | 114.0672 | 112.1497 | 108.9487 | 104.9429 | 98.7426 | 93.6816 | 89.9464
24/10/1982 01:00:00 | 94.3452 | 90.0136 | 87.74 | 84.5853 | 82.4177 | 78.9301 | 76.2224 | 74.3839
24/10/1982 02:00:00 | 70.2813 | 67.0149 | 66.207 | 64.5712 | 63.1687 | 60.9875 | 59.2024 | 58.1847
24/10/1982 03:00:00 | 54.6482 | 52.6879 | 52.0079 | 50.7103 | 49.6245 | 47.8523 | 46.91 | 46.385
24/10/1982 04:00:00 | 44.1091 | 43.1188 | 42.802 | 42.2533 | 42.0723 | 41.759 | 42.3526 | 42.8129
24/10/1982 05:00:00 | 35.6594 | 35.4576 | 35.4944 | 35.6281 | 36.1816 | 37.0763 | 37.9222 | 38.4863
24/10/1982 06:00:00 | 29.6319 | 29.9388 | 30.4008 | 30.9438 | 31.1702 | 31.6019 | 31.0235 | 30.7182
24/10/1982 07:00:00 | 23.7407 | 23.8054 | 24.0188 | 23.9827 | 23.392 | 22.5609 | 21.305 | 20.6503
24/10/1982 08:00:00 | 14.7005 | 14.2922 | 14.1075 | 13.6862 | 13.2454 | 12.5592 | 12.0742 | 11.8283
24/10/1982 09:00:00 | 7.5807 | 7.494 | 7.4142 | 7.3955 | 7.4982 | 7.5878 | 7.8241 | 7.9208
24/10/1982 10:00:00 | 3.4963 | 3.8055 | 3.9619 | 4.2575 | 4.5206 | 4.8993 | 5.2247 | 5.4178
24/10/1982 11:00:00 | 0.60692 | 0.72598 | 0.86894 | 0.96042 | 0.98772 | 1.0885 | 1.1164 | 1.2177
24/10/1982 12:00:00 | 0 | 0 | 0 | 0 | 0 | 0 | 0 | 0
24/10/1982 13:00:00 | 0.31987 | 0.73495 | 0.95258 | 1.2917 | 1.6302 | 2.1786 | 2.8681 | 3.2093
24/10/1982 14:00:00 | 5.1634 | 6.7682 | 7.3474 | 8.4575 | 9.4693 | 11.1963 | 12.7229 | 13.3794
24/10/1982 15:00:00 | 11.5839 | 14.1918 | 15.2709 | 17.2814 | 18.8484 | 21.2036 | 23.1284 | 24.1259
24/10/1982 16:00:00 | 18.0008 | 21.3974 | 22.773 | 24.9701 | 26.5109 | 28.9092 | 30.6493 | 31.4993
24/10/1982 17:00:00 | 23.1881 | 27.0045 | 29.2554 | 32.3159 | 34.1868 | 37.0986 | 39.146 | 40.4175
24/10/1982 18:00:00 | 30.4044 | 34.852 | 37.7726 | 41.7473 | 44.0503 | 48.1358 | 51.0678 | 53.3073
24/10/1982 19:00:00 | 42.1568 | 47.4339 | 49.6918 | 53.1858 | 55.4911 | 59.6268 | 63.1358 | 65.5868
24/10/1982 20:00:00 | 55.4855 | 62.3165 | 64.4388 | 68.1103 | 70.7417 | 75.0131 | 78.8152 | 80.9863
24/10/1982 21:00:00 | 69.8365 | 77.2566 | 81.5536 | 87.1285 | 91.1814 | 96.9431 | 101.1569 | 103.8034
24/10/1982 22:00:00 | 86.1155 | 91.9814 | 98.4561 | 105.9926 | 112.0453 | 121.0543 | 126.7536 | 131.6724
24/10/1982 23:00:00 | 102.2169 | 105.9232 | 114.3048 | 123.4056 | 129.8932 | 142.4563 | 149.8544 | 157.3704
25/10/1982 00:00:00 | 112.9235 | 117.0111 | 124.6267 | 133.938 | 141.1431 | 153.9848 | 160.2139 | 166.4478
25/10/1982 01:00:00 | 129.5017 | 134.808 | 141.7764 | 150.1036 | 156.9396 | 168.8046 | 173.8945 | 178.6195
25/10/1982 02:00:00 | 146.6955 | 151.9336 | 158.5561 | 165.2448 | 169.5456 | 178.6778 | 183.4578 | 189.2656
25/10/1982 03:00:00 | 153.0835 | 159.811 | 165.9528 | 171.9793 | 175.1669 | 182.7348 | 186.7677 | 192.2235
25/10/1982 04:00:00 | 162.3058 | 169.9792 | 176.0007 | 182.4396 | 186.3768 | 194.3694 | 197.9319 | 202.4864
25/10/1982 05:00:00 | 171.977 | 180.7477 | 187.6569 | 195.425 | 200.7152 | 209.4638 | 212.2858 | 215.6856
25/10/1982 06:00:00 | 181.0986 | 194.4519 | 204.338 | 214.1126 | 218.0116 | 225.1716 | 225.0922 | 226.6169
25/10/1982 07:00:00 | 183.3701 | 199.22 | 208.4888 | 217.8008 | 219.3583 | 222.8438 | 220.8873 | 221.0815
25/10/1982 08:00:00 | 182.7967 | 197.9364 | 204.1249 | 210.4236 | 210.9656 | 212.7225 | 211.7275 | 211.9769
25/10/1982 09:00:00 | 193.686 | 205.3388 | 209.5738 | 213.709 | 214.1746 | 215.803 | 215.0672 | 215.5983
25/10/1982 10:00:00 | 198.3138 | 203.6967 | 206.6478 | 207.4149 | 206.489 | 206.173 | 204.3174 | 204.7713
25/10/1982 11:00:00 | 174.2672 | 175.0014 | 178.1299 | 177.6799 | 175.1601 | 172.5234 | 169.5346 | 169.7826
25/10/1982 12:00:00 | 164.9457 | 164.771 | 165.544 | 163.0382 | 159.5919 | 154.2337 | 150.1729 | 148.4181
25/10/1982 13:00:00 | 154.1594 | 154.6326 | 154.1708 | 150.5066 | 146.0799 | 139.4046 | 133.2436 | 130.1916
25/10/1982 14:00:00 | 132.7381 | 133.7021 | 133.4841 | 130.5572 | 124.9559 | 117.5763 | 109.6595 | 105.948
25/10/1982 15:00:00 | 122.5231 | 125.2171 | 126.1005 | 126.0448 | 122.8657 | 118.191 | 110.2033 | 105.7306
25/10/1982 16:00:00 | 107.092 | 111.6994 | 114.3293 | 117.3156 | 118.4282 | 120.0562 | 117.9061 | 116.616
25/10/1982 17:00:00 | 99.6744 | 104.9796 | 107.5045 | 110.9075 | 112.6332 | 115.0219 | 114.9749 | 114.8097
25/10/1982 18:00:00 | 100.0032 | 106.5097 | 109.8634 | 113.5166 | 114.3579 | 115.5575 | 110.9238 | 107.9537
25/10/1982 19:00:00 | 98.0619 | 105.0064 | 108.9512 | 113.1257 | 114.2623 | 115.5525 | 108.067 | 103.6599
25/10/1982 20:00:00 | 90.232 | 97.116 | 101.2402 | 105.042 | 106.3832 | 108.1382 | 102.152 | 98.6597
25/10/1982 21:00:00 | 76.2485 | 82.0456 | 86.4067 | 90.4488 | 92.2258 | 94.3349 | 90.7696 | 88.9957
25/10/1982 22:00:00 | 57.4929 | 62.2153 | 66.8691 | 70.8949 | 72.6278 | 75.9029 | 75.3636 | 76.418
25/10/1982 23:00:00 | 46.4057 | 50.385 | 53.7208 | 56.6702 | 57.3834 | 59.8365 | 60.3362 | 62.4261
26/10/1982 00:00:00 | 42.9357 | 46.1113 | 49.0985 | 51.7335 | 52.4626 | 54.4635 | 55.6105 | 57.6382
26/10/1982 01:00:00 | 41.7779 | 44.5922 | 46.7829 | 49.1858 | 50.3773 | 52.3964 | 54.2805 | 56.0268
26/10/1982 02:00:00 | 41.4811 | 43.709 | 45.2969 | 47.3507 | 48.6451 | 50.4321 | 51.3692 | 52.0249
26/10/1982 03:00:00 | 43.666 | 44.8368 | 46.0783 | 47.8349 | 49.3483 | 51.641 | 52.8066 | 53.6824
26/10/1982 04:00:00 | 51.6309 | 52.4763 | 53.5091 | 54.5769 | 55.8293 | 58.2847 | 60.7097 | 62.8024
26/10/1982 05:00:00 | 62.6205 | 64.293 | 65.5301 | 66.8593 | 68.1675 | 70.7063 | 73.225 | 75.529
26/10/1982 06:00:00 | 83.2061 | 85.0642 | 85.2681 | 85.6917 | 86.072 | 86.9043 | 88.4813 | 89.8024
26/10/1982 07:00:00 | 106.2387 | 111.048 | 111.5925 | 111.7218 | 110.6327 | 108.6 | 108.1838 | 107.8856
26/10/1982 08:00:00 | 109.3276 | 118.6673 | 122.3798 | 126.5979 | 128.3557 | 130.3673 | 131.4227 | 132.0158
26/10/1982 09:00:00 | 105.2393 | 115.2879 | 121.0626 | 127.7491 | 131.8157 | 138.3764 | 142.0347 | 145.2302
26/10/1982 10:00:00 | 102.6045 | 113.1101 | 118.926 | 125.5119 | 128.2996 | 133.5959 | 136.2894 | 138.716
26/10/1982 11:00:00 | 96.503 | 105.7517 | 109.951 | 115.53 | 117.5473 | 121.0471 | 122.4283 | 123.4696
26/10/1982 12:00:00 | 87.456 | 94.2817 | 98.2948 | 102.3222 | 103.6604 | 106.9945 | 110.1153 | 113.3496
26/10/1982 13:00:00 | 70.2964 | 76.3625 | 81.7425 | 86.068 | 87.0436 | 90.5869 | 95.7921 | 101.5083
26/10/1982 14:00:00 | 57.0615 | 64.2064 | 70.6246 | 78.5704 | 82.899 | 91.6211 | 99.5952 | 106.8723
26/10/1982 15:00:00 | 59.2326 | 68.9398 | 77.3199 | 89.9618 | 99.9307 | 119.4921 | 131.2141 | 141.5597
26/10/1982 16:00:00 | 63.692 | 79.2617 | 88.9279 | 105.5793 | 118.348 | 144.9743 | 159.8107 | 172.342
26/10/1982 17:00:00 | 82.9788 | 108.4488 | 121.8689 | 145.266 | 157.3578 | 183.4963 | 194.5658 | 204.0993
26/10/1982 18:00:00 | 137.0325 | 163.5611 | 175.7399 | 190.4376 | 194.7484 | 205.7861 | 207.3508 | 211.131
26/10/1982 19:00:00 | 166.8401 | 176.7565 | 183.5233 | 186.8925 | 187.9299 | 192.1405 | 195.4901 | 201.6802
26/10/1982 20:00:00 | 153.8653 | 161.1928 | 166.3448 | 171.5176 | 176.1252 | 185.3576 | 193.5974 | 201.3443
26/10/1982 21:00:00 | 146.285 | 157.5119 | 163.3699 | 172.6465 | 180.6245 | 193.4073 | 202.2974 | 207.5397
26/10/1982 22:00:00 | 149.3442 | 165.8044 | 173.5441 | 184.8881 | 191.8862 | 202.822 | 206.5871 | 208.5953
26/10/1982 23:00:00 | 148.9946 | 162.3051 | 168.4864 | 174.1108 | 173.3399 | 173.3922 | 168.9404 | 167.6339
27/10/1982 00:00:00 | 130.8605 | 131.7866 | 133.531 | 131.8457 | 127.5506 | 123.2697 | 118.2935 | 117.1767
27/10/1982 01:00:00 | 102.9905 | 98.2945 | 99.3432 | 98.0128 | 97.3095 | 98.1692 | 99.1105 | 101.8806
27/10/1982 02:00:00 | 90.0057 | 90.3089 | 93.0731 | 94.6765 | 96.0681 | 99.7126 | 103.7349 | 108.4196
27/10/1982 03:00:00 | 83.5992 | 88.9792 | 93.0392 | 97.2309 | 99.0596 | 102.3781 | 104.1601 | 106.1234
27/10/1982 04:00:00 | 67.8809 | 72.4429 | 75.8253 | 79.6646 | 81.4673 | 84.6614 | 85.8684 | 87.199
27/10/1982 05:00:00 | 50.8431 | 54.1249 | 56.1675 | 58.8442 | 60.655 | 63.7381 | 65.2947 | 66.6185
27/10/1982 06:00:00 | 34.4874 | 36.9641 | 38.8177 | 41.2191 | 42.7542 | 45.4627 | 46.7506 | 47.9571
27/10/1982 07:00:00 | 21.6685 | 24.099 | 25.6989 | 27.8772 | 29.4391 | 32.2548 | 33.4566 | 34.5507
27/10/1982 08:00:00 | 12.3033 | 14.3565 | 16.1368 | 18.4954 | 20.0712 | 23.1819 | 24.679 | 25.9947
27/10/1982 09:00:00 | 6.2257 | 7.797 | 8.9003 | 10.7854 | 12.2808 | 15.152 | 16.9438 | 18.5104
27/10/1982 10:00:00 | 1.6025 | 2.8498 | 3.6803 | 4.8819 | 5.7985 | 7.6061 | 8.8451 | 10.1204
27/10/1982 11:00:00 | 0 | 0 | 0 | 0.20317 | 0.63078 | 1.51 | 2.4753 | 3.5287
27/10/1982 12:00:00 | 0 | 0 | 0 | 0 | 0 | 0 | 0 | 0
27/10/1982 13:00:00 | 0 | 0 | 0 | 0 | 0 | 0 | 0 | 0
27/10/1982 14:00:00 | 0 | 0 | 0 | 0 | 0 | 0 | 0 | 0
27/10/1982 15:00:00 | 0 | 0 | 0 | 0 | 0 | 0 | 0 | 0
27/10/1982 16:00:00 | 0 | 0 | 0 | 0 | 0 | 0 | 0 | 0
27/10/1982 17:00:00 | 0 | 0 | 0 | 0 | 0 | 0 | 0 | 0
27/10/1982 18:00:00 | 0 | 0 | 0 | 0 | 0 | 0 | 0 | 0
27/10/1982 19:00:00 | 0 | 0 | 0 | 0 | 0 | 0 | 0 | 0
27/10/1982 20:00:00 | 0 | 0 | 0 | 0 | 0 | 0 | 0 | 0
27/10/1982 21:00:00 | 0 | 0 | 0 | 0 | 0 | 0 | 0 | 0
27/10/1982 22:00:00 | 5.0326 | 3.9526 | 3.2277 | 2.3587 | 1.91 | 1.3337 | 0.93623 | 0.56495
27/10/1982 23:00:00 | 12.5686 | 11.7168 | 11.0142 | 10.2641 | 9.6215 | 8.5643 | 7.8559 | 7.1992
28/10/1982 00:00:00 | 19.3621 | 18.7852 | 18.5962 | 18.4532 | 17.9455 | 16.8704 | 15.799 | 14.8862
28/10/1982 01:00:00 | 25.0322 | 24.3016 | 24.7014 | 25.0402 | 25.2745 | 25.5674 | 25.0334 | 24.7297
28/10/1982 02:00:00 | 27.8763 | 26.9019 | 27.1589 | 27.3655 | 28.2572 | 29.6512 | 30.0326 | 30.4313
28/10/1982 03:00:00 | 24.4594 | 23.897 | 24.2658 | 24.6182 | 25.3153 | 26.383 | 27.6369 | 28.7963
28/10/1982 04:00:00 | 15.1212 | 14.5533 | 15.5287 | 16.3207 | 16.8139 | 17.9458 | 19.3282 | 20.8669
28/10/1982 05:00:00 | 11.4424 | 10.104 | 10.4842 | 10.4246 | 10.0798 | 9.9345 | 10.3386 | 11.2005
28/10/1982 06:00:00 | 14.5084 | 12.6126 | 12.5459 | 11.7556 | 10.7035 | 9.3323 | 8.5855 | 8.4678
28/10/1982 07:00:00 | 20.3761 | 18.4517 | 18.1098 | 17.0343 | 15.9326 | 14.3563 | 13.0072 | 12.3768
28/10/1982 08:00:00 | 24.2771 | 22.9837 | 22.4637 | 21.5709 | 20.932 | 19.6327 | 18.6496 | 17.8032
28/10/1982 09:00:00 | 20.8672 | 20.6233 | 21.0381 | 21.1188 | 20.9688 | 20.4764 | 19.892 | 19.5149
28/10/1982 10:00:00 | 11.5572 | 12.174 | 13.1694 | 13.9011 | 14.2354 | 15.1671 | 15.3995 | 16.0588
28/10/1982 11:00:00 | 5.0691 | 5.9366 | 6.7673 | 7.4303 | 7.8272 | 8.7007 | 9.0794 | 9.8062
28/10/1982 12:00:00 | 1.8943 | 2.7837 | 3.6721 | 4.2717 | 4.5864 | 5.449 | 5.6939 | 6.3243
28/10/1982 13:00:00 | 1.0675 | 1.3563 | 1.9967 | 2.5895 | 2.8573 | 3.8497 | 4.0152 | 4.7216
28/10/1982 14:00:00 | 1.5451 | 1.4424 | 2.0739 | 2.5827 | 2.7032 | 3.5611 | 3.5994 | 4.2806
28/10/1982 15:00:00 | 4.8318 | 4.3228 | 4.9924 | 5.2946 | 5.1894 | 5.7214 | 5.7255 | 6.4049
28/10/1982 16:00:00 | 9.2237 | 8.3689 | 8.7338 | 8.6011 | 8.1636 | 8.0091 | 7.7954 | 8.2329
28/10/1982 17:00:00 | 17.6316 | 15.5292 | 15.5937 | 14.4983 | 13.2024 | 11.9348 | 10.9585 | 11.1034
28/10/1982 18:00:00 | 31.2664 | 28.4065 | 27.4146 | 25.4829 | 23.5613 | 21.3505 | 19.7711 | 19.4079
28/10/1982 19:00:00 | 44.4777 | 41.823 | 39.9904 | 37.1718 | 35.395 | 33.1715 | 31.7679 | 30.9501
28/10/1982 20:00:00 | 51.1192 | 48.1978 | 46.5213 | 44.1043 | 42.6169 | 40.0216 | 38.9616 | 38.1828
28/10/1982 21:00:00 | 52.4854 | 48.899 | 47.7514 | 45.2449 | 43.5996 | 40.8361 | 39.6725 | 39.0691
28/10/1982 22:00:00 | 52.2241 | 47.7512 | 46.7788 | 44.3443 | 42.6579 | 40.304 | 38.5551 | 37.949
28/10/1982 23:00:00 | 52.5731 | 48.6607 | 48.2444 | 46.5104 | 44.7869 | 42.6849 | 40.5025 | 39.5992
29/10/1982 00:00:00 | 50.5812 | 48.259 | 48.3652 | 48.2399 | 47.3817 | 46.5344 | 45.3922 | 44.9639
29/10/1982 01:00:00 | 48.118 | 45.0347 | 44.438 | 44.0652 | 43.9518 | 44.3831 | 44.8889 | 45.427
29/10/1982 02:00:00 | 50.314 | 45.8546 | 44.2792 | 42.4805 | 41.717 | 40.8527 | 40.8866 | 40.9554
29/10/1982 03:00:00 | 47.5837 | 44.1577 | 43.0082 | 41.3511 | 40.3711 | 38.8487 | 37.9158 | 37.2645
29/10/1982 04:00:00 | 42.0393 | 39.4564 | 39.1048 | 38.3039 | 37.725 | 36.9346 | 36.153 | 35.7499
29/10/1982 05:00:00 | 42.1736 | 39.7199 | 39.5942 | 38.8495 | 38.411 | 37.9168 | 37.5828 | 37.604
29/10/1982 06:00:00 | 50.1544 | 47.3055 | 47.2585 | 46.2169 | 45.4906 | 44.5255 | 43.9823 | 43.8953
29/10/1982 07:00:00 | 54.6894 | 52.138 | 52.0975 | 51.3034 | 50.8538 | 50.0255 | 49.5931 | 49.417
29/10/1982 08:00:00 | 53.7997 | 51.0909 | 51.0487 | 50.1998 | 49.8576 | 49.5184 | 49.7019 | 50.1324
29/10/1982 09:00:00 | 50.5707 | 49.0724 | 49.1737 | 48.2623 | 48.0547 | 48.1101 | 48.8055 | 49.7831
29/10/1982 10:00:00 | 37.962 | 39.1625 | 40.3094 | 40.681 | 41.2355 | 42.5079 | 43.7172 | 45.1699
29/10/1982 11:00:00 | 25.4239 | 27.1331 | 28.915 | 30.1645 | 31.1678 | 33.2205 | 34.7341 | 36.6728
29/10/1982 12:00:00 | 18.6794 | 20.0859 | 21.8451 | 23.105 | 24.005 | 25.7991 | 27.183 | 29.11
29/10/1982 13:00:00 | 15.7234 | 17.0046 | 18.4923 | 19.562 | 20.382 | 22.112 | 23.4778 | 25.0053
29/10/1982 14:00:00 | 14.5488 | 15.768 | 16.7611 | 17.4477 | 18.2078 | 19.5515 | 20.9335 | 22.3411
29/10/1982 15:00:00 | 14.4056 | 15.5058 | 16.4751 | 17.0029 | 17.2225 | 17.7762 | 18.88 | 20.0482
29/10/1982 16:00:00 | 15.2396 | 16.6627 | 18.1467 | 19.2852 | 19.4897 | 20.0419 | 20.8343 | 21.9433
29/10/1982 17:00:00 | 18.0752 | 19.3515 | 20.6539 | 22.0962 | 22.731 | 24.014 | 24.6896 | 25.5658
29/10/1982 18:00:00 | 23.4801 | 24.204 | 24.9377 | 25.653 | 25.7687 | 26.4649 | 26.551 | 27.0833
29/10/1982 19:00:00 | 30.2997 | 30.4144 | 30.8537 | 30.9357 | 30.4072 | 30.0729 | 29.3666 | 29.3702
29/10/1982 20:00:00 | 33.722 | 33.0483 | 33.1676 | 32.8047 | 32.173 | 31.3677 | 30.4976 | 30.1587
29/10/1982 21:00:00 | 30.1191 | 29.2862 | 29.1065 | 28.5456 | 27.9481 | 27.3039 | 26.7087 | 26.5565
29/10/1982 22:00:00 | 26.3175 | 25.5606 | 25.1268 | 24.5426 | 24.3656 | 24.1576 | 24.0132 | 23.9851
29/10/1982 23:00:00 | 26.0071 | 24.8342 | 24.1938 | 23.3521 | 23.0726 | 22.7659 | 23.0457 | 23.3261
30/10/1982 00:00:00 | 26.5069 | 25.1268 | 24.2368 | 23.1313 | 22.5216 | 21.8568 | 21.702 | 21.7624
30/10/1982 01:00:00 | 25.6101 | 23.9641 | 22.7253 | 21.4629 | 20.6744 | 19.691 | 19.0805 | 18.6157
30/10/1982 02:00:00 | 20.7566 | 18.846 | 17.8692 | 16.8422 | 16.0201 | 14.8126 | 14.0818 | 13.5557
30/10/1982 03:00:00 | 13.3673 | 11.5474 | 10.8829 | 10.0054 | 9.3929 | 8.7469 | 8.3688 | 8.1294
30/10/1982 04:00:00 | 8.0286 | 6.8039 | 6.3694 | 5.7452 | 5.4508 | 5.0775 | 4.9112 | 4.8413
30/10/1982 05:00:00 | 5.4282 | 4.4152 | 4.1283 | 3.6605 | 3.4658 | 3.1965 | 3.1042 | 3.075
30/10/1982 06:00:00 | 3.8514 | 2.7222 | 2.424 | 1.9132 | 1.7643 | 1.5934 | 1.559 | 1.5883
30/10/1982 07:00:00 | 2.7377 | 1.7138 | 1.5668 | 1.291 | 1.1332 | 0.95489 | 0.88351 | 0.90417
30/10/1982 08:00:00 | 2.5895 | 1.7545 | 1.6659 | 1.4757 | 1.3492 | 1.1904 | 1.0908 | 1.0745
30/10/1982 09:00:00 | 2.5734 | 1.8502 | 1.8004 | 1.6646 | 1.5881 | 1.5033 | 1.433 | 1.4352
30/10/1982 10:00:00 | 1.9038 | 1.5311 | 1.4908 | 1.3796 | 1.3141 | 1.2858 | 1.2772 | 1.3397
30/10/1982 11:00:00 | 1.2685 | 1.115 | 0.99978 | 0.87034 | 0.78363 | 0.72394 | 0.73144 | 0.77198
30/10/1982 12:00:00 | 0.53092 | 0.72607 | 0.65321 | 0.63867 | 0.62561 | 0.62524 | 0.66973 | 0.67908
30/10/1982 13:00:00 | 0 | 0.13098 | 0.3559 | 0.66122 | 0.7825 | 0.98993 | 1.1278 | 1.2281
30/10/1982 14:00:00 | 0 | 0 | 0 | 0 | 0.066171 | 0.44655 | 0.65178 | 0.86909
30/10/1982 15:00:00 | 0 | 0 | 0 | 0 | 0 | 0 | 0 | 0.060146
30/10/1982 16:00:00 | 0 | 0 | 0 | 0 | 0 | 0.1024 | 0.30064 | 0.51667
30/10/1982 17:00:00 | 0 | 0 | 0.055142 | 0.5517 | 0.85039 | 1.3958 | 1.7406 | 2.1516
30/10/1982 18:00:00 | 2.812 | 3.1411 | 3.187 | 3.6155 | 3.9798 | 4.6022 | 5.144 | 5.4723
30/10/1982 19:00:00 | 10.8575 | 11.2077 | 10.4009 | 10.3609 | 10.6112 | 10.6612 | 10.8837 | 10.523
30/10/1982 20:00:00 | 19.4874 | 19.9547 | 18.6318 | 18.3342 | 18.505 | 17.9848 | 17.8959 | 16.881
30/10/1982 21:00:00 | 25.0633 | 25.4979 | 24.0879 | 23.6275 | 23.8344 | 23.0581 | 22.8464 | 21.5552
30/10/1982 22:00:00 | 26.347 | 26.4718 | 25.2962 | 24.6796 | 24.6525 | 24.0341 | 23.8629 | 23.1179
30/10/1982 23:00:00 | 24.7758 | 24.401 | 23.2561 | 22.5314 | 22.338 | 21.8566 | 22.2704 | 22.1749
31/10/1982 00:00:00 | 26.3367 | 25.4918 | 24.09 | 23.1782 | 23.0866 | 22.5685 | 23.0288 | 22.7379
31/10/1982 01:00:00 | 33.6369 | 32.6348 | 31.1004 | 29.9977 | 29.7999 | 28.791 | 28.4252 | 27.4058
31/10/1982 02:00:00 | 44.3415 | 43.3297 | 41.6886 | 40.1506 | 39.2394 | 37.3661 | 36.5643 | 35.5485
31/10/1982 03:00:00 | 52.0155 | 50.4561 | 48.9721 | 47.21 | 45.9814 | 44.1627 | 44.1683 | 43.9541
31/10/1982 04:00:00 | 57.7866 | 55.7135 | 54.5483 | 52.9628 | 52.2141 | 50.477 | 50.9597 | 50.8232
31/10/1982 05:00:00 | 66.7514 | 63.4188 | 61.428 | 58.8655 | 57.6568 | 55.9994 | 56.2126 | 56.2137
31/10/1982 06:00:00 | 77.9876 | 73.5678 | 70.8865 | 67.8872 | 66.3261 | 64.1575 | 63.8754 | 63.6615
31/10/1982 07:00:00 | 87.0058 | 81.8795 | 78.1603 | 74.0934 | 72.3364 | 70.1331 | 69.5915 | 69.0286
31/10/1982 08:00:00 | 88.889 | 83.4944 | 79.2691 | 74.7977 | 72.955 | 70.3647 | 69.7499 | 68.9089
31/10/1982 09:00:00 | 84.8833 | 82.1015 | 78.194 | 74.2115 | 72.1722 | 68.9749 | 67.8989 | 66.4428
31/10/1982 10:00:00 | 74.4138 | 75.6094 | 73.8181 | 72.0661 | 70.5048 | 67.9329 | 66.43 | 65.0769
31/10/1982 11:00:00 | 64.8818 | 67.465 | 68.6311 | 69.7572 | 69.6495 | 70.1557 | 69.9532 | 70.4212
31/10/1982 12:00:00 | 65.2278 | 67.6023 | 70.0153 | 72.1263 | 73.2388 | 76.3119 | 77.8197 | 80.1524
31/10/1982 13:00:00 | 74.7951 | 79.4718 | 81.9116 | 84.1043 | 84.6383 | 86.5114 | 86.8447 | 87.9909
31/10/1982 14:00:00 | 88.0352 | 94.779 | 96.7781 | 98.6746 | 98.2435 | 98.1244 | 96.7318 | 96.2063
31/10/1982 15:00:00 | 105.9482 | 113.1325 | 115.502 | 117.7316 | 116.4759 | 116.1408 | 114.1954 | 114.047
31/10/1982 16:00:00 | 142.6793 | 149.4802 | 150.6944 | 151.3974 | 148.8396 | 147.042 | 145.4195 | 145.7881
31/10/1982 17:00:00 | 174.4448 | 176.3637 | 176.3753 | 174.3492 | 173.1462 | 171.9645 | 176.1953 | 180.0192
31/10/1982 18:00:00 | 163.0909 | 163.6687 | 165.8369 | 168.2608 | 173.896 | 183.3417 | 196.4873 | 205.6835
31/10/1982 19:00:00 | 143.975 | 149.3038 | 153.8504 | 162.2511 | 171.4764 | 188.2571 | 202.3151 | 211.62
31/10/1982 20:00:00 | 147.2217 | 154.9599 | 159.131 | 166.3249 | 172.5425 | 185.9115 | 194.7652 | 202.4254
31/10/1982 21:00:00 | 150.0112 | 157.1242 | 160.1439 | 164.4357 | 167.4972 | 175.4849 | 180.1024 | 185.1249
31/10/1982 22:00:00 | 137.5394 | 143.7077 | 147.0622 | 151.1206 | 153.4089 | 159.2594 | 161.8242 | 165.0736
31/10/1982 23:00:00 | 127.4874 | 133.6056 | 137.5226 | 141.8579 | 143.4914 | 147.1387 | 146.8313 | 147.6737
01/11/1982 00:00:00 | 121.0168 | 126.8949 | 130.5265 | 134.8028 | 136.3763 | 137.7409 | 134.7623 | 132.4873
01/11/1982 01:00:00 | 112.5358 | 118.4368 | 123.1851 | 128.3336 | 132.3835 | 136.2004 | 137.2513 | 137.1365
01/11/1982 02:00:00 | 103.0882 | 105.5354 | 111.4986 | 116.7769 | 120.5652 | 127.6179 | 133.4071 | 139.5954
01/11/1982 03:00:00 | 98.3455 | 97.4337 | 99.3081 | 100.9999 | 102.6238 | 108.6691 | 114.2474 | 120.9965
01/11/1982 04:00:00 | 97.9874 | 97.5004 | 97.2316 | 98.0281 | 100.4494 | 105.9785 | 114.0745 | 120.5848
01/11/1982 05:00:00 | 98.7865 | 100.7236 | 102.5853 | 105.2513 | 109.4665 | 116.7767 | 125.5944 | 132.5469
01/11/1982 06:00:00 | 106.1955 | 109.5049 | 113.9098 | 118.1658 | 121.7771 | 128.8745 | 136.7325 | 143.9408
01/11/1982 07:00:00 | 116.9756 | 118.8479 | 122.3066 | 125.1604 | 127.2929 | 133.3942 | 139.5996 | 146.3137
01/11/1982 08:00:00 | 120.5775 | 120.5603 | 123.6304 | 125.4708 | 127.5678 | 132.7549 | 138.6328 | 144.7401
01/11/1982 09:00:00 | 118.9649 | 118.5789 | 121.3365 | 122.2433 | 123.7713 | 127.4677 | 133.4043 | 139.7178
01/11/1982 10:00:00 | 111.8059 | 113.4337 | 115.4485 | 115.9222 | 116.5068 | 119.5102 | 125.0717 | 131.4671
01/11/1982 11:00:00 | 108.081 | 113.5422 | 118.1532 | 121.6137 | 123.3487 | 128.7572 | 136.0888 | 144.0525
01/11/1982 12:00:00 | 123.4324 | 132.0479 | 138.573 | 143.8782 | 145.79 | 151.699 | 158.2109 | 165.9325
01/11/1982 13:00:00 | 141.3619 | 153.9924 | 162.703 | 169.6525 | 170.5318 | 175.5217 | 179.2546 | 185.7392
01/11/1982 14:00:00 | 155.5523 | 169.2657 | 180.872 | 190.0694 | 191.6577 | 199.1063 | 202.7294 | 209.788
01/11/1982 15:00:00 | 178.2414 | 189.8195 | 201.469 | 210.4797 | 214.0258 | 223.9889 | 228.1313 | 232.1152
01/11/1982 16:00:00 | 200.8618 | 211.6587 | 221.7608 | 229.3163 | 232.3764 | 237.5 | 237.5 | 237.5
01/11/1982 17:00:00 | 216.4622 | 227.1757 | 231.9193 | 237.4939 | 237.5 | 237.5 | 237.5 | 237.5
01/11/1982 18:00:00 | 225.3592 | 231.6779 | 236.6454 | 237.5 | 237.5 | 237.5 | 237.5 | 237.5
01/11/1982 19:00:00 | 225.6398 | 230.6739 | 234.5403 | 237.5 | 237.5 | 237.5 | 237.5 | 237.5
01/11/1982 20:00:00 | 207.6518 | 214.7309 | 222.1696 | 228.6093 | 231.4395 | 237.4755 | 237.5 | 237.5
01/11/1982 21:00:00 | 178.5535 | 188.0567 | 197.7642 | 207.7143 | 212.3959 | 223.567 | 226.0323 | 228.7724
01/11/1982 22:00:00 | 156.4715 | 165.7035 | 174.2989 | 181.7605 | 182.5791 | 187.6553 | 184.8865 | 186.9098
01/11/1982 23:00:00 | 143.1768 | 149.8913 | 156.4609 | 160.2894 | 158.1547 | 156.8372 | 151.175 | 150.3337
02/11/1982 00:00:00 | 141.0967 | 146.4647 | 149.5214 | 149.7585 | 146.0397 | 139.4854 | 131.6426 | 127.1297
02/11/1982 01:00:00 | 135.827 | 139.0766 | 138.2614 | 135.003 | 129.7361 | 120.7796 | 113.3075 | 107.7922
02/11/1982 02:00:00 | 126.382 | 127.6701 | 124.3779 | 119.4833 | 114.1842 | 104.1657 | 97.7027 | 92.2375
02/11/1982 03:00:00 | 116.2901 | 117.776 | 112.9553 | 107.5736 | 102.8387 | 93.3003 | 86.3907 | 80.3618
02/11/1982 04:00:00 | 98.7951 | 101.0579 | 96.4821 | 92.1587 | 87.9001 | 79.9873 | 73.6859 | 68.0756
02/11/1982 05:00:00 | 77.9123 | 81.491 | 78.3305 | 75.7464 | 72.595 | 66.2266 | 61.5454 | 56.7244
02/11/1982 06:00:00 | 59.0097 | 64.1519 | 62.2021 | 61.1136 | 58.7277 | 53.3919 | 49.4802 | 45.2088
02/11/1982 07:00:00 | 47.9342 | 53.1526 | 51.552 | 50.4244 | 48.0251 | 42.6469 | 39.047 | 35.258
02/11/1982 08:00:00 | 39.9788 | 44.0676 | 43.6359 | 43.6937 | 41.6705 | 36.2029 | 32.6577 | 29.0445
02/11/1982 09:00:00 | 36.0061 | 40.4618 | 39.3976 | 39.4589 | 37.943 | 32.8854 | 28.722 | 24.52
02/11/1982 10:00:00 | 32.8857 | 37.3773 | 36.7434 | 37.2604 | 36.9782 | 32.4905 | 28.3414 | 23.6288
02/11/1982 11:00:00 | 26.6354 | 30.1761 | 31.9597 | 34.223 | 35.1387 | 33.223 | 30.637 | 27.0116
02/11/1982 12:00:00 | 22.3436 | 23.7957 | 25.2998 | 26.6328 | 27.193 | 27.1207 | 26.3432 | 25.5117
02/11/1982 13:00:00 | 18.8062 | 19.1063 | 19.8557 | 19.862 | 19.4693 | 18.3423 | 17.0867 | 16.3587
02/11/1982 14:00:00 | 13.9039 | 14.4635 | 15.4609 | 15.5471 | 14.746 | 13.0889 | 11.4208 | 10.3691
02/11/1982 15:00:00 | 8.2474 | 8.6978 | 9.4806 | 9.8948 | 9.4337 | 8.9024 | 8.1347 | 7.89
02/11/1982 16:00:00 | 3.3305 | 3.6883 | 4.098 | 4.2415 | 3.991 | 3.8891 | 3.6197 | 3.8019
02/11/1982 17:00:00 | 0 | 0.32246 | 0.19916 | 0.16353 | 0.12594 | 0.08934 | 0 | 0
02/11/1982 18:00:00 | 0 | 0 | 0 | 0 | 0 | 0 | 0 | 0
02/11/1982 19:00:00 | 0 | 0 | 0 | 0 | 0 | 0 | 0 | 0
02/11/1982 20:00:00 | 0 | 0 | 0 | 0 | 0 | 0 | 0.12317 | 0
02/11/1982 21:00:00 | 0 | 0 | 0 | 0 | 0.37752 | 0.9882 | 1.1752 | 1.002
02/11/1982 22:00:00 | 0 | 0 | 0 | 0.18364 | 0.86803 | 1.6953 | 2.219 | 2.4647
02/11/1982 23:00:00 | 0 | 0 | 0 | 0.015663 | 0.69145 | 1.7298 | 2.6734 | 3.4572
03/11/1982 00:00:00 | 0 | 0 | 0 | 0 | 0.11155 | 1.2541 | 1.954 | 2.8885
03/11/1982 01:00:00 | 0 | 0 | 0 | 0 | 0 | 0.87663 | 1.5727 | 2.368
03/11/1982 02:00:00 | 0 | 0 | 0 | 0 | 0 | 0.45629 | 1.3254 | 2.0869
03/11/1982 03:00:00 | 0 | 0 | 0 | 0 | 0 | 0.091995 | 0.98712 | 1.6244
03/11/1982 04:00:00 | 0 | 0 | 0 | 0 | 0 | 0 | 0.35146 | 0.88505
03/11/1982 05:00:00 | 0 | 0 | 0 | 0 | 0 | 0 | 0 | 0.018644
03/11/1982 06:00:00 | 0 | 0 | 0 | 0 | 0 | 0 | 0.10443 | 0.39178
03/11/1982 07:00:00 | 0 | 0.13147 | 0.34273 | 0.62472 | 0.87973 | 1.2564 | 1.6088 | 1.8216
03/11/1982 08:00:00 | 1.2033 | 1.3521 | 1.5927 | 1.8347 | 2.0941 | 2.6326 | 3.0432 | 3.3956
03/11/1982 09:00:00 | 1.2796 | 1.3146 | 1.5494 | 1.7251 | 1.8016 | 2.255 | 2.6047 | 3.115
03/11/1982 10:00:00 | 0.2925 | 0.37415 | 0.61829 | 0.79048 | 0.82646 | 1.0528 | 1.234 | 1.5118
03/11/1982 11:00:00 | 0 | 0 | 0 | 0 | 0 | 0 | 0 | 0
03/11/1982 12:00:00 | 0 | 0 | 0 | 0 | 0 | 0 | 0 | 0
03/11/1982 13:00:00 | 0 | 0 | 0 | 0 | 0 | 0 | 0 | 0
03/11/1982 14:00:00 | 0 | 0 | 0 | 0 | 0 | 0 | 0 | 0
03/11/1982 15:00:00 | 0 | 0 | 0 | 0 | 0 | 0 | 0 | 0
03/11/1982 16:00:00 | 0 | 0 | 0 | 0 | 0 | 0 | 0 | 0
03/11/1982 17:00:00 | 0 | 0 | 0 | 0 | 0 | 0 | 0 | 0
03/11/1982 18:00:00 | 0 | 0 | 0 | 0 | 0 | 0 | 0 | 0
03/11/1982 19:00:00 | 0.76478 | 0.22899 | 0 | 0 | 0 | 0 | 0 | 0
03/11/1982 20:00:00 | 4.6593 | 4.2184 | 2.9571 | 2.0188 | 1.7674 | 1.1175 | 0.82636 | 0.26334
03/11/1982 21:00:00 | 6.3044 | 6.4063 | 5.4356 | 4.857 | 4.6689 | 3.8122 | 3.3446 | 2.4407
03/11/1982 22:00:00 | 6.3057 | 6.6874 | 6.0482 | 5.7346 | 5.6314 | 4.9245 | 4.5393 | 3.7805
03/11/1982 23:00:00 | 5.8726 | 6.3087 | 5.9881 | 5.7859 | 5.6482 | 5.216 | 4.9924 | 4.6855
04/11/1982 00:00:00 | 4.2398 | 4.6014 | 4.847 | 5.0588 | 5.1022 | 5.4175 | 5.6087 | 6.0077
04/11/1982 01:00:00 | 1.9747 | 2.1341 | 2.6978 | 3.1643 | 3.3793 | 4.1305 | 4.6845 | 5.4498
04/11/1982 02:00:00 | 2.0137 | 1.8292 | 2.1108 | 2.2321 | 2.3314 | 2.8359 | 3.3724 | 4.0703
04/11/1982 03:00:00 | 3.9791 | 3.6404 | 3.682 | 3.5404 | 3.5112 | 3.5823 | 3.8281 | 4.1377
04/11/1982 04:00:00 | 4.6248 | 4.3125 | 4.2616 | 4.1011 | 3.9919 | 3.7506 | 3.6987 | 3.6578
04/11/1982 05:00:00 | 4.4043 | 4.0698 | 4.1866 | 4.1282 | 4.0276 | 3.7528 | 3.6706 | 3.6223
04/11/1982 06:00:00 | 3.7557 | 3.5725 | 3.9438 | 4.0536 | 4.0551 | 3.9562 | 3.9817 | 4.0679
04/11/1982 07:00:00 | 2.8578 | 2.9488 | 3.4865 | 3.7732 | 3.8793 | 4.0766 | 4.2197 | 4.4839
04/11/1982 08:00:00 | 1.7537 | 2.1315 | 2.7029 | 3.173 | 3.4598 | 4.0126 | 4.3345 | 4.7333
04/11/1982 09:00:00 | 0.66473 | 1.0238 | 1.3715 | 1.6964 | 1.9438 | 2.6918 | 3.1684 | 3.689
04/11/1982 10:00:00 | 0 | 0.22149 | 0.618 | 0.92224 | 1.0805 | 1.542 | 1.7302 | 2.1741
04/11/1982 11:00:00 | 0 | 0.21391 | 0.58079 | 0.81303 | 0.88457 | 1.1713 | 1.2052 | 1.4231
04/11/1982 12:00:00 | 0 | 0 | 0.2747 | 0.6186 | 0.84751 | 1.1973 | 1.367 | 1.5499
04/11/1982 13:00:00 | 0 | 0 | 0 | 0 | 0.10341 | 0.60658 | 0.88698 | 1.1566
04/11/1982 14:00:00 | 0 | 0 | 0 | 0 | 0 | 0 | 0 | 0
04/11/1982 15:00:00 | 0 | 0 | 0 | 0 | 0 | 0 | 0 | 0
04/11/1982 16:00:00 | 0 | 0 | 0 | 0 | 0 | 0 | 0 | 0
04/11/1982 17:00:00 | 0 | 0 | 0 | 0 | 0 | 0 | 0 | 0
04/11/1982 18:00:00 | 0 | 0 | 0 | 0 | 0 | 0 | 0 | 0
04/11/1982 19:00:00 | 0 | 0 | 0 | 0 | 0 | 0 | 0 | 0
04/11/1982 20:00:00 | 0 | 0 | 0 | 0 | 0 | 0 | 0 | 0
04/11/1982 21:00:00 | 0 | 0 | 0 | 0 | 0 | 0 | 0 | 0.10407
04/11/1982 22:00:00 | 0 | 0 | 0 | 0 | 0 | 0 | 0 | 0
04/11/1982 23:00:00 | 0 | 0 | 0 | 0 | 0 | 0 | 0 | 0
05/11/1982 00:00:00 | 0 | 0 | 0 | 0 | 0 | 0 | 0 | 0
05/11/1982 01:00:00 | 0 | 0 | 0 | 0 | 0 | 0 | 0 | 0
05/11/1982 02:00:00 | 1.7879 | 1.9765 | 2.3016 | 2.3137 | 2.1483 | 2.0879 | 2.0057 | 2.2132
05/11/1982 03:00:00 | 3.7693 | 4.3895 | 4.9467 | 5.1478 | 4.9736 | 4.9842 | 4.6521 | 4.7499
05/11/1982 04:00:00 | 5.3812 | 6.1206 | 6.8196 | 7.2434 | 7.1922 | 7.3407 | 7.081 | 7.1543
05/11/1982 05:00:00 | 6.9146 | 7.5938 | 8.3247 | 8.8023 | 8.8277 | 9.1809 | 9.2633 | 9.7614
05/11/1982 06:00:00 | 8.4325 | 8.7186 | 9.1853 | 9.4386 | 9.6126 | 10.4439 | 11.2767 | 12.3334
05/11/1982 07:00:00 | 14.3493 | 15.5271 | 16.0125 | 16.307 | 16.4477 | 17.0944 | 17.5883 | 18.2123
05/11/1982 08:00:00 | 22.4015 | 25.3755 | 25.5684 | 26.0107 | 26.7146 | 27.631 | 29.0458 | 29.5163
05/11/1982 09:00:00 | 26.9938 | 30.5449 | 30.2197 | 30.6162 | 32.6406 | 34.3798 | 37.8695 | 38.7976
05/11/1982 10:00:00 | 34.7525 | 37.5974 | 37.7023 | 37.9256 | 39.9456 | 40.6358 | 43.5232 | 43.9605
05/11/1982 11:00:00 | 44.617 | 46.9243 | 49.048 | 50.25 | 51.4003 | 51.5252 | 53.9129 | 55.1516
05/11/1982 12:00:00 | 52.233 | 54.267 | 57.3946 | 59.669 | 60.084 | 61.4628 | 63.0497 | 65.5518
05/11/1982 13:00:00 | 54.3089 | 55.6698 | 58.7436 | 60.3467 | 60.4883 | 62.326 | 63.1113 | 65.826
05/11/1982 14:00:00 | 48.069 | 49.372 | 52.1787 | 53.1645 | 53.3519 | 55.0654 | 56.099 | 58.8333
05/11/1982 15:00:00 | 45.5874 | 46.9508 | 48.4707 | 48.5236 | 48.5338 | 49.4534 | 50.6851 | 52.7257
05/11/1982 16:00:00 | 54.6317 | 56.8234 | 57.1314 | 56.879 | 57.5611 | 58.1162 | 59.7291 | 60.5542
05/11/1982 17:00:00 | 69.6904 | 74.8722 | 75.3209 | 76.4402 | 78.8804 | 81.228 | 83.6321 | 84.0208
05/11/1982 18:00:00 | 84.07 | 92.0946 | 92.503 | 94.5162 | 98.5122 | 102.885 | 107.1511 | 108.2282
05/11/1982 19:00:00 | 96.951 | 103.6966 | 104.9944 | 106.2767 | 110.1482 | 113.298 | 119.6657 | 122.1435
05/11/1982 20:00:00 | 96.9469 | 104.6194 | 110.8556 | 116.2341 | 118.6896 | 121.8556 | 125.5814 | 128.9669
05/11/1982 21:00:00 | 97.191 | 108.3001 | 115.0235 | 122.0258 | 124.7727 | 130.2529 | 133.2917 | 136.6992
05/11/1982 22:00:00 | 104.0112 | 113.4279 | 118.8858 | 122.9947 | 125.1403 | 128.9939 | 132.956 | 137.1017
05/11/1982 23:00:00 | 103.8457 | 110.6878 | 117.8129 | 122.2427 | 122.9144 | 126.2757 | 127.5751 | 132.3116
06/11/1982 00:00:00 | 99.9691 | 109.3583 | 116.3491 | 123.0152 | 125.4542 | 132.5429 | 135.2741 | 140.3013
06/11/1982 01:00:00 | 88.9502 | 100.001 | 106.838 | 116.4307 | 122.6025 | 134.3085 | 141.8123 | 148.3041
06/11/1982 02:00:00 | 94.6457 | 99.5508 | 105.0239 | 110.5727 | 114.8447 | 123.0707 | 127.7016 | 133.7047
06/11/1982 03:00:00 | 124.2692 | 126.7869 | 131.9512 | 134.5197 | 136.6553 | 142.5891 | 144.4212 | 149.0414
06/11/1982 04:00:00 | 154.289 | 162.5663 | 169.5151 | 174.6918 | 178.3648 | 187.2735 | 189.8801 | 194.9913
06/11/1982 05:00:00 | 173.8237 | 185.3607 | 193.2122 | 200.2864 | 204.7715 | 213.9396 | 215.7928 | 219.6907
06/11/1982 06:00:00 | 187.1222 | 201.2454 | 208.5733 | 215.9615 | 220.3498 | 228.1597 | 228.6176 | 229.9903
06/11/1982 07:00:00 | 196.6725 | 209.9767 | 216.8471 | 224.1056 | 227.3416 | 231.4537 | 231.398 | 232.475
06/11/1982 08:00:00 | 205.8853 | 218.653 | 225.5936 | 229.2089 | 230.404 | 233.6567 | 232.9588 | 233.8147
06/11/1982 09:00:00 | 210.4105 | 220.7889 | 225.8848 | 228.2095 | 228.9583 | 231.2723 | 230.9006 | 231.8333
06/11/1982 10:00:00 | 214.1777 | 219.7628 | 222.5419 | 223.875 | 225.4457 | 227.8171 | 228.4972 | 229.6861
06/11/1982 11:00:00 | 226.4875 | 228.9964 | 230.63 | 231.5538 | 232.8035 | 234.8978 | 236.6335 | 237.5
06/11/1982 12:00:00 | 231.2343 | 234.5018 | 236.8056 | 237.5 | 237.5 | 237.5 | 237.5 | 237.5
06/11/1982 13:00:00 | 233.2594 | 236.7241 | 237.5 | 237.5 | 237.5 | 237.5 | 237.5 | 237.5
06/11/1982 14:00:00 | 237.5 | 237.5 | 237.5 | 237.5 | 237.5 | 237.5 | 237.5 | 237.5
06/11/1982 15:00:00 | 237.5 | 237.5 | 237.5 | 237.5 | 237.5 | 237.5 | 237.5 | 237.5
06/11/1982 16:00:00 | 237.5 | 237.5 | 237.5 | 237.5 | 237.5 | 237.5 | 237.5 | 237.5
06/11/1982 17:00:00 | 237.5 | 237.5 | 237.5 | 237.5 | 237.5 | 237.5 | 237.5 | 237.5
06/11/1982 18:00:00 | 237.5 | 237.5 | 237.5 | 237.5 | 237.5 | 237.5 | 237.5 | 237.5
06/11/1982 19:00:00 | 237.5 | 237.5 | 237.5 | 237.5 | 237.5 | 237.5 | 237.5 | 237.5
06/11/1982 20:00:00 | 237.5 | 237.5 | 237.5 | 237.5 | 237.5 | 237.5 | 237.5 | 237.5
06/11/1982 21:00:00 | 237.5 | 237.5 | 237.5 | 237.5 | 237.5 | 237.5 | 237.5 | 237.5
06/11/1982 22:00:00 | 237.5 | 237.5 | 237.5 | 237.5 | 237.5 | 237.5 | 237.5 | 237.5
06/11/1982 23:00:00 | 237.5 | 237.5 | 237.5 | 237.5 | 237.5 | 237.5 | 237.5 | 237.5
07/11/1982 00:00:00 | 237.5 | 237.5 | 237.5 | 237.5 | 237.5 | 237.5 | 237.5 | 237.5
07/11/1982 01:00:00 | 237.5 | 237.5 | 237.5 | 237.5 | 237.5 | 237.5 | 237.5 | 237.5
07/11/1982 02:00:00 | 237.5 | 237.5 | 237.5 | 237.5 | 237.5 | 237.5 | 237.5 | 237.5
07/11/1982 03:00:00 | 237.5 | 237.5 | 237.5 | 237.5 | 237.5 | 237.5 | 237.5 | 237.5
07/11/1982 04:00:00 | 237.5 | 237.5 | 237.5 | 237.5 | 237.5 | 237.5 | 237.5 | 237.5
07/11/1982 05:00:00 | 237.5 | 237.5 | 237.5 | 237.5 | 237.5 | 237.5 | 237.5 | 237.5
07/11/1982 06:00:00 | 237.5 | 237.5 | 237.5 | 237.5 | 237.5 | 237.5 | 237.5 | 237.5
07/11/1982 07:00:00 | 237.5 | 237.5 | 237.5 | 237.5 | 237.5 | 237.5 | 237.5 | 237.5
07/11/1982 08:00:00 | 237.5 | 237.5 | 237.5 | 237.5 | 237.5 | 237.5 | 237.5 | 237.5
07/11/1982 09:00:00 | 237.5 | 237.5 | 237.5 | 237.5 | 237.5 | 237.5 | 237.5 | 237.5
07/11/1982 10:00:00 | 237.5 | 237.5 | 237.5 | 237.5 | 237.5 | 237.5 | 237.5 | 237.5
07/11/1982 11:00:00 | 237.5 | 237.5 | 237.5 | 237.5 | 237.5 | 237.5 | 237.5 | 237.5
07/11/1982 12:00:00 | 237.5 | 237.5 | 237.5 | 237.5 | 237.5 | 237.5 | 237.5 | 237.5
07/11/1982 13:00:00 | 237.5 | 237.5 | 237.5 | 237.5 | 237.5 | 237.5 | 237.5 | 237.5
07/11/1982 14:00:00 | 237.5 | 237.5 | 237.5 | 237.5 | 237.5 | 237.5 | 237.5 | 237.5
07/11/1982 15:00:00 | 237.5 | 237.5 | 237.5 | 237.5 | 237.5 | 237.5 | 237.5 | 237.5
07/11/1982 16:00:00 | 237.5 | 237.5 | 237.5 | 237.5 | 237.5 | 237.5 | 237.5 | 237.5
07/11/1982 17:00:00 | 237.5 | 237.5 | 237.5 | 237.5 | 237.5 | 237.5 | 237.5 | 237.5
07/11/1982 18:00:00 | 237.5 | 237.5 | 237.5 | 237.5 | 237.5 | 237.5 | 237.5 | 237.5
07/11/1982 19:00:00 | 237.5 | 237.5 | 237.5 | 237.5 | 237.5 | 237.5 | 237.5 | 237.5
07/11/1982 20:00:00 | 237.5 | 237.5 | 237.5 | 237.5 | 237.5 | 237.5 | 237.5 | 237.5
07/11/1982 21:00:00 | 237.5 | 237.5 | 237.5 | 237.5 | 237.5 | 237.5 | 237.5 | 237.5
07/11/1982 22:00:00 | 237.5 | 237.5 | 237.5 | 237.5 | 237.5 | 237.5 | 237.5 | 237.5
07/11/1982 23:00:00 | 237.5 | 237.5 | 237.5 | 237.5 | 237.5 | 237.5 | 232.421 | 224.1676
08/11/1982 00:00:00 | 237.5 | 237.5 | 237.5 | 233.9474 | 225.7617 | 214.1753 | 204.0162 | 197.6856
08/11/1982 01:00:00 | 229.7847 | 214.5985 | 206.9276 | 198.1263 | 191.4505 | 182.4429 | 175.4244 | 170.9027
08/11/1982 02:00:00 | 226.5531 | 214.5029 | 204.8585 | 196.7414 | 191.4505 | 182.4429 | 175.4244 | 170.9027
08/11/1982 03:00:00 | 226.5531 | 214.5029 | 204.8585 | 196.7414 | 191.4505 | 182.4429 | 175.4244 | 170.9027
08/11/1982 04:00:00 | 226.5531 | 214.5029 | 204.8585 | 196.7414 | 191.4505 | 182.4429 | 175.4244 | 170.9027
08/11/1982 05:00:00 | 226.5531 | 214.5029 | 204.8585 | 196.7414 | 191.4505 | 182.4429 | 175.4244 | 170.9027
08/11/1982 06:00:00 | 226.5531 | 214.5029 | 204.8585 | 196.7414 | 191.4505 | 182.4429 | 175.4244 | 170.9027
08/11/1982 07:00:00 | 226.5531 | 215.7711 | 204.8585 | 200.4712 | 204.9246 | 200.835 | 201.8393 | 189.2483
08/11/1982 08:00:00 | 237.5 | 237.5 | 237.5 | 237.5 | 237.5 | 237.5 | 237.5 | 237.5
08/11/1982 09:00:00 | 237.5 | 237.5 | 237.5 | 237.5 | 237.5 | 237.5 | 237.5 | 237.5
08/11/1982 10:00:00 | 237.5 | 237.5 | 237.5 | 237.5 | 237.5 | 237.5 | 237.5 | 237.5
08/11/1982 11:00:00 | 237.5 | 237.5 | 237.5 | 237.5 | 237.5 | 237.5 | 237.5 | 237.5
08/11/1982 12:00:00 | 237.5 | 237.5 | 237.5 | 237.5 | 237.5 | 237.5 | 237.5 | 237.5
08/11/1982 13:00:00 | 237.5 | 237.5 | 237.5 | 237.5 | 237.5 | 237.5 | 237.5 | 237.5
08/11/1982 14:00:00 | 237.5 | 237.5 | 237.5 | 237.5 | 237.5 | 237.5 | 237.5 | 237.5
08/11/1982 15:00:00 | 237.5 | 237.5 | 237.5 | 237.5 | 237.5 | 237.5 | 237.5 | 237.5
08/11/1982 16:00:00 | 237.5 | 237.5 | 237.5 | 237.5 | 237.5 | 237.5 | 237.5 | 237.5
08/11/1982 17:00:00 | 237.5 | 237.5 | 237.5 | 237.5 | 237.5 | 237.5 | 237.5 | 237.5
08/11/1982 18:00:00 | 237.5 | 237.5 | 237.5 | 237.5 | 237.5 | 237.5 | 237.5 | 237.5
08/11/1982 19:00:00 | 237.5 | 237.5 | 237.5 | 237.5 | 237.5 | 237.5 | 237.5 | 237.5
08/11/1982 20:00:00 | 237.5 | 237.5 | 237.5 | 237.5 | 237.5 | 237.5 | 237.5 | 237.5
08/11/1982 21:00:00 | 237.5 | 237.5 | 237.5 | 237.5 | 237.5 | 237.5 | 237.5 | 237.5
08/11/1982 22:00:00 | 237.5 | 237.5 | 237.5 | 237.5 | 237.5 | 237.5 | 237.5 | 237.5
08/11/1982 23:00:00 | 237.5 | 237.5 | 237.5 | 237.5 | 237.5 | 237.5 | 237.5 | 237.5
09/11/1982 00:00:00 | 237.5 | 237.5 | 237.5 | 237.5 | 237.5 | 237.5 | 237.5 | 237.5
09/11/1982 01:00:00 | 237.5 | 237.5 | 237.5 | 237.5 | 237.5 | 237.5 | 237.5 | 237.5
09/11/1982 02:00:00 | 237.5 | 237.5 | 237.5 | 237.5 | 237.5 | 237.5 | 237.5 | 237.5
09/11/1982 03:00:00 | 237.5 | 237.5 | 237.5 | 237.5 | 237.5 | 237.5 | 237.5 | 237.5
09/11/1982 04:00:00 | 237.5 | 237.5 | 237.5 | 237.5 | 237.5 | 237.5 | 237.5 | 237.5
09/11/1982 05:00:00 | 237.5 | 237.5 | 237.5 | 237.5 | 237.5 | 237.5 | 237.5 | 237.5
09/11/1982 06:00:00 | 237.5 | 237.5 | 237.5 | 237.5 | 237.5 | 237.5 | 237.5 | 237.5
09/11/1982 07:00:00 | 237.5 | 237.5 | 237.5 | 237.5 | 237.5 | 237.5 | 237.5 | 237.5
09/11/1982 08:00:00 | 237.5 | 237.5 | 237.5 | 237.5 | 237.5 | 237.5 | 237.5 | 237.5
09/11/1982 09:00:00 | 237.5 | 237.5 | 237.5 | 237.5 | 237.5 | 237.5 | 237.5 | 237.5
09/11/1982 10:00:00 | 237.5 | 237.5 | 237.5 | 237.5 | 237.5 | 237.5 | 237.5 | 237.5
09/11/1982 11:00:00 | 237.5 | 237.5 | 237.5 | 237.5 | 237.5 | 237.5 | 237.5 | 237.5
09/11/1982 12:00:00 | 237.5 | 237.5 | 237.5 | 237.5 | 237.5 | 237.5 | 237.5 | 237.5
09/11/1982 13:00:00 | 193.2635 | 187.1189 | 191.1483 | 191.5781 | 191.0414 | 195.5227 | 196.399 | 202.1185
09/11/1982 14:00:00 | 122.7393 | 119.2937 | 121.7473 | 122.8681 | 123.8095 | 128.3298 | 130.7724 | 135.5185
09/11/1982 15:00:00 | 98.2186 | 96.0852 | 97.9859 | 99.9156 | 101.797 | 105.8849 | 108.5628 | 111.6265
09/11/1982 16:00:00 | 90.6965 | 89.182 | 90.0829 | 91.9905 | 94.1997 | 98.124 | 100.3796 | 102.0531
09/11/1982 17:00:00 | 91.7711 | 90.166 | 90.7758 | 91.6845 | 93.5244 | 95.3538 | 96.5572 | 96.7522
09/11/1982 18:00:00 | 93.5881 | 89.4085 | 91.1073 | 90.9978 | 91.2819 | 90.8015 | 91.7863 | 92.7198
09/11/1982 19:00:00 | 87.313 | 82.7541 | 83.9666 | 83.761 | 83.4116 | 83.5965 | 83.8577 | 85.1745
09/11/1982 20:00:00 | 76.5306 | 74.0838 | 74.9321 | 75.5186 | 76.3421 | 77.4365 | 76.4035 | 75.9432
09/11/1982 21:00:00 | 63.7112 | 63.8656 | 65.3087 | 67.0567 | 68.7206 | 68.111 | 65.8277 | 62.7508
09/11/1982 22:00:00 | 64.1186 | 64.6134 | 66.1194 | 67.4172 | 68.5843 | 66.7149 | 67.5514 | 66.2341
09/11/1982 23:00:00 | 78.2816 | 75.8149 | 76.0452 | 74.6139 | 73.563 | 72.6257 | 75.2263 | 77.8852
10/11/1982 00:00:00 | 92.2656 | 88.6872 | 86.4566 | 82.8569 | 81.2791 | 80.6425 | 80.5434 | 81.5953
10/11/1982 01:00:00 | 95.5475 | 95.4556 | 94.1529 | 91.3345 | 89.9899 | 88.2468 | 87.7939 | 87.7315
10/11/1982 02:00:00 | 81.4539 | 85.5519 | 88.6445 | 90.8109 | 92.1814 | 93.4885 | 94.5818 | 95.9628
10/11/1982 03:00:00 | 87.7434 | 94.0283 | 95.6097 | 97.7863 | 98.7563 | 99.9953 | 104.5281 | 109.6725
10/11/1982 04:00:00 | 129.5728 | 140.4818 | 141.104 | 142.5891 | 137.818 | 129.6831 | 129.6005 | 131.5984
10/11/1982 05:00:00 | 175.8867 | 190.4697 | 196.0123 | 200.767 | 194.9598 | 183.5412 | 176.5262 | 173.3128
10/11/1982 06:00:00 | 217.968 | 229.4361 | 232.3899 | 234.8837 | 232.4987 | 228.2905 | 219.9659 | 214.7491
10/11/1982 07:00:00 | 236.7486 | 237.5 | 237.5 | 237.5 | 237.5 | 237.5 | 237.5 | 237.5
10/11/1982 08:00:00 | 237.5 | 237.5 | 237.5 | 237.5 | 237.5 | 237.5 | 237.5 | 237.5
10/11/1982 09:00:00 | 237.5 | 237.5 | 237.5 | 237.5 | 237.5 | 237.5 | 237.5 | 237.5
10/11/1982 10:00:00 | 237.5 | 237.5 | 237.5 | 237.5 | 237.5 | 237.5 | 237.5 | 237.5
10/11/1982 11:00:00 | 237.5 | 237.5 | 237.5 | 237.5 | 237.5 | 237.5 | 237.5 | 237.5
10/11/1982 12:00:00 | 237.5 | 237.5 | 237.5 | 237.5 | 237.5 | 237.5 | 237.5 | 237.5
10/11/1982 13:00:00 | 237.5 | 237.5 | 237.5 | 237.5 | 237.5 | 237.5 | 237.5 | 237.5
10/11/1982 14:00:00 | 237.5 | 237.5 | 237.5 | 237.5 | 237.5 | 237.5 | 237.5 | 237.5
10/11/1982 15:00:00 | 237.5 | 237.5 | 237.5 | 237.5 | 237.5 | 237.5 | 237.5 | 237.5
10/11/1982 16:00:00 | 237.5 | 237.5 | 237.5 | 237.5 | 237.5 | 237.5 | 237.5 | 237.5
10/11/1982 17:00:00 | 237.5 | 237.5 | 237.5 | 237.5 | 237.5 | 237.5 | 237.5 | 237.5
10/11/1982 18:00:00 | 236.8698 | 237.5 | 237.5 | 237.5 | 237.5 | 237.5 | 237.5 | 237.5
10/11/1982 19:00:00 | 237.5 | 237.5 | 237.5 | 237.5 | 237.5 | 237.5 | 237.5 | 237.5
10/11/1982 20:00:00 | 237.5 | 237.5 | 237.5 | 237.5 | 237.5 | 237.5 | 237.5 | 237.5
10/11/1982 21:00:00 | 237.5 | 237.5 | 237.5 | 237.5 | 237.5 | 237.5 | 237.5 | 237.5
10/11/1982 22:00:00 | 237.5 | 237.5 | 237.5 | 237.5 | 237.5 | 237.5 | 237.5 | 237.5
10/11/1982 23:00:00 | 237.5 | 237.5 | 237.5 | 237.5 | 237.5 | 237.5 | 237.5 | 237.5
11/11/1982 00:00:00 | 237.5 | 237.5 | 237.5 | 237.5 | 237.5 | 237.5 | 237.5 | 237.5
11/11/1982 01:00:00 | 237.5 | 237.5 | 237.5 | 237.5 | 237.5 | 237.5 | 237.5 | 237.5
11/11/1982 02:00:00 | 237.5 | 237.5 | 237.5 | 237.5 | 237.5 | 237.5 | 237.5 | 237.5
11/11/1982 03:00:00 | 229.8543 | 237.5 | 237.5 | 237.5 | 237.5 | 237.5 | 237.5 | 237.5
11/11/1982 04:00:00 | 209.1604 | 233.1973 | 237.5 | 237.5 | 237.5 | 237.5 | 237.5 | 237.5
11/11/1982 05:00:00 | 187.7558 | 218.9986 | 232.7332 | 237.5 | 237.5 | 237.5 | 237.5 | 237.5
11/11/1982 06:00:00 | 164.8969 | 188.9965 | 208.257 | 228.9085 | 234.4697 | 237.5 | 237.5 | 237.5
11/11/1982 07:00:00 | 145.0035 | 157.8181 | 172.0106 | 191.9187 | 205.991 | 226.4818 | 229.8882 | 232.5535
11/11/1982 08:00:00 | 138.5146 | 142.9763 | 151.8643 | 164.1893 | 176.7813 | 199.4186 | 209.8409 | 219.0224
11/11/1982 09:00:00 | 138.9767 | 139.6021 | 145.3837 | 150.6781 | 157.4832 | 172.3663 | 183.9196 | 196.4883
11/11/1982 10:00:00 | 135.2239 | 137.0937 | 141.5338 | 143.6012 | 145.4572 | 151.7404 | 158.9564 | 168.7776
11/11/1982 11:00:00 | 129.0237 | 134.602 | 139.6631 | 142.2101 | 143.1786 | 147.7894 | 152.4599 | 159.9409
11/11/1982 12:00:00 | 123.8263 | 132.7777 | 139.5169 | 144.3375 | 145.9964 | 151.4124 | 157.4872 | 165.1348
11/11/1982 13:00:00 | 117.359 | 128.6872 | 136.9011 | 144.4148 | 147.0657 | 153.8497 | 160.1251 | 167.3695
11/11/1982 14:00:00 | 114.8823 | 127.2705 | 135.4309 | 144.1906 | 147.8697 | 155.8004 | 161.3925 | 167.3151
11/11/1982 15:00:00 | 118.3293 | 131.0486 | 139.0726 | 147.9925 | 152.5515 | 161.2139 | 166.8122 | 171.984
11/11/1982 16:00:00 | 125.5661 | 136.5788 | 145.4438 | 154.2985 | 159.6281 | 168.4408 | 173.8734 | 179.0629
11/11/1982 17:00:00 | 134.901 | 140.918 | 149.1052 | 156.1356 | 160.4663 | 168.7048 | 174.2244 | 180.5916
11/11/1982 18:00:00 | 155.7402 | 162.7549 | 170.4941 | 177.6509 | 181.3898 | 188.893 | 193.7065 | 199.2704
11/11/1982 19:00:00 | 190.2637 | 202.7693 | 209.3116 | 217.5482 | 221.9267 | 227.8863 | 229.5345 | 230.8592
11/11/1982 20:00:00 | 228.1282 | 235.3342 | 237.5 | 237.5 | 237.5 | 237.5 | 237.5 | 237.5
11/11/1982 21:00:00 | 237.5 | 237.5 | 237.5 | 237.5 | 237.5 | 237.5 | 237.5 | 237.5
11/11/1982 22:00:00 | 237.5 | 237.5 | 237.5 | 237.5 | 237.5 | 237.5 | 237.5 | 237.5
11/11/1982 23:00:00 | 237.5 | 237.5 | 237.5 | 237.5 | 237.5 | 237.5 | 237.5 | 237.5
12/11/1982 00:00:00 | 237.5 | 237.5 | 237.5 | 237.5 | 237.5 | 237.5 | 237.5 | 237.5
12/11/1982 01:00:00 | 237.5 | 237.5 | 237.5 | 237.5 | 237.5 | 237.5 | 237.5 | 237.5
12/11/1982 02:00:00 | 237.5 | 237.5 | 237.5 | 237.5 | 237.5 | 237.5 | 237.5 | 237.5
12/11/1982 03:00:00 | 237.5 | 237.5 | 237.5 | 237.5 | 237.5 | 237.5 | 237.5 | 237.5
12/11/1982 04:00:00 | 237.5 | 237.5 | 237.5 | 237.5 | 237.5 | 237.5 | 237.5 | 237.5
12/11/1982 05:00:00 | 237.5 | 237.5 | 237.5 | 237.5 | 237.5 | 237.5 | 237.5 | 237.5
12/11/1982 06:00:00 | 237.5 | 237.5 | 237.5 | 237.5 | 237.5 | 237.5 | 237.5 | 237.5
12/11/1982 07:00:00 | 237.5 | 237.5 | 237.5 | 237.5 | 237.5 | 237.5 | 237.5 | 237.5
12/11/1982 08:00:00 | 237.5 | 237.5 | 237.5 | 237.5 | 237.5 | 237.5 | 237.5 | 237.5
12/11/1982 09:00:00 | 237.5 | 237.5 | 237.5 | 237.5 | 237.5 | 237.5 | 237.5 | 237.5
12/11/1982 10:00:00 | 237.5 | 237.5 | 237.5 | 237.5 | 237.5 | 237.5 | 237.5 | 237.5
12/11/1982 11:00:00 | 237.5 | 237.5 | 237.5 | 237.5 | 237.5 | 237.5 | 237.5 | 237.5
12/11/1982 12:00:00 | 237.5 | 237.5 | 237.5 | 237.5 | 237.5 | 237.5 | 237.5 | 237.5
12/11/1982 13:00:00 | 237.5 | 237.5 | 237.5 | 237.5 | 237.5 | 237.5 | 237.5 | 237.5
12/11/1982 14:00:00 | 237.5 | 237.5 | 237.5 | 237.5 | 237.5 | 237.5 | 237.5 | 237.5
12/11/1982 15:00:00 | 237.5 | 237.5 | 237.5 | 237.5 | 237.5 | 237.5 | 237.5 | 237.5
12/11/1982 16:00:00 | 237.5 | 237.5 | 237.5 | 237.5 | 237.5 | 237.5 | 237.5 | 237.5
12/11/1982 17:00:00 | 237.5 | 237.5 | 237.5 | 237.5 | 237.5 | 237.5 | 237.5 | 237.5
12/11/1982 18:00:00 | 237.5 | 237.5 | 237.5 | 237.5 | 237.5 | 237.5 | 237.5 | 237.5
12/11/1982 19:00:00 | 237.5 | 237.5 | 237.5 | 237.5 | 237.5 | 237.5 | 237.5 | 237.5
12/11/1982 20:00:00 | 237.5 | 237.5 | 237.5 | 237.5 | 237.5 | 237.5 | 237.5 | 237.5
12/11/1982 21:00:00 | 237.5 | 237.5 | 237.5 | 237.5 | 237.5 | 237.5 | 237.5 | 237.5
12/11/1982 22:00:00 | 237.5 | 237.5 | 237.5 | 237.5 | 237.5 | 237.5 | 237.5 | 237.5
12/11/1982 23:00:00 | 228.9718 | 228.2711 | 230.8004 | 232.398 | 233.3014 | 235.5528 | 236.8118 | 237.5
13/11/1982 00:00:00 | 204.2661 | 205.361 | 211.2718 | 216.7048 | 220.9026 | 226.7361 | 227.207 | 227.8733
13/11/1982 01:00:00 | 172.5217 | 175.8348 | 181.4737 | 187.873 | 191.8242 | 194.8871 | 192.9303 | 190.3342
13/11/1982 02:00:00 | 146.2843 | 150.9327 | 153.9703 | 158.087 | 160.3185 | 158.2712 | 156.6223 | 152.0653
13/11/1982 03:00:00 | 130.0718 | 133.198 | 136.2625 | 138.5058 | 140.0939 | 136.834 | 138.9855 | 137.3713
13/11/1982 04:00:00 | 111.8541 | 111.9233 | 116.1758 | 117.3551 | 117.2935 | 114.6986 | 116.2496 | 117.2351
13/11/1982 05:00:00 | 87.2172 | 84.8077 | 87.2601 | 87.2265 | 86.6604 | 86.0695 | 85.1769 | 86.0296
13/11/1982 06:00:00 | 67.8246 | 63.8852 | 64.8162 | 63.7056 | 62.4837 | 61.6636 | 59.6939 | 59.9216
13/11/1982 07:00:00 | 45.8483 | 41.6517 | 41.9535 | 40.6767 | 39.0027 | 37.3489 | 35.9203 | 36.1027
13/11/1982 08:00:00 | 28.6404 | 25.788 | 25.7732 | 24.82 | 23.6908 | 22.4703 | 21.8455 | 22.0637
13/11/1982 09:00:00 | 20.5746 | 19.2437 | 19.4921 | 19.0082 | 18.2759 | 17.6878 | 17.4269 | 17.8737
13/11/1982 10:00:00 | 17.0338 | 16.6696 | 17.8102 | 18.4061 | 18.1958 | 18.5603 | 18.5817 | 19.3758
13/11/1982 11:00:00 | 16.7311 | 17.2125 | 18.9943 | 20.6148 | 20.9238 | 22.0442 | 22.0142 | 22.7689
13/11/1982 12:00:00 | 18.6014 | 20.1545 | 22.1844 | 24.3807 | 24.6659 | 25.7738 | 25.7303 | 26.3542
13/11/1982 13:00:00 | 19.7122 | 21.8858 | 23.9841 | 26.1107 | 26.4155 | 27.7308 | 28.1171 | 29.26
13/11/1982 14:00:00 | 19.9384 | 22.4475 | 24.4 | 26.3488 | 26.7623 | 28.4061 | 29.3942 | 30.963
13/11/1982 15:00:00 | 20.4373 | 22.9153 | 24.414 | 25.9716 | 26.6742 | 28.65 | 30.1857 | 31.9225
13/11/1982 16:00:00 | 20.9072 | 22.7878 | 24.0601 | 25.4773 | 26.634 | 29.0469 | 30.8096 | 32.3895
13/11/1982 17:00:00 | 24.0104 | 25.6868 | 26.9607 | 28.8025 | 30.6832 | 33.4263 | 35.5231 | 37.1358
13/11/1982 18:00:00 | 33.1489 | 35.134 | 36.9836 | 39.3152 | 41.3586 | 43.8518 | 46.3385 | 47.8685
13/11/1982 19:00:00 | 48.8041 | 51.3533 | 53.5687 | 55.5788 | 56.5441 | 57.969 | 59.6535 | 61.1038
13/11/1982 20:00:00 | 57.9637 | 58.9781 | 60.7122 | 61.6078 | 61.5019 | 63.0353 | 63.4763 | 65.3416
13/11/1982 21:00:00 | 57.0035 | 56.5119 | 56.9878 | 56.8485 | 56.4175 | 57.6118 | 57.4081 | 58.8416
13/11/1982 22:00:00 | 53.3708 | 52.4841 | 52.4018 | 51.9566 | 51.5389 | 52.0879 | 51.8702 | 52.6109
13/11/1982 23:00:00 | 51.6839 | 50.9778 | 51.5282 | 51.0828 | 50.6116 | 50.6941 | 50.4663 | 51.2395
14/11/1982 00:00:00 | 45.3139 | 44.0297 | 44.4079 | 43.6119 | 43.2112 | 42.9185 | 42.946 | 43.6641
14/11/1982 01:00:00 | 42.1559 | 44.0696 | 45.035 | 46.9804 | 49.761 | 52.89 | 55.8492 | 57.0706
14/11/1982 02:00:00 | 92.2825 | 114.2678 | 117.5604 | 125.147 | 130.0188 | 134.7308 | 140.0559 | 140.1715
14/11/1982 03:00:00 | 191.1349 | 211.807 | 211.6207 | 213.7161 | 213.2882 | 211.0151 | 212.3202 | 211.174
14/11/1982 04:00:00 | 217.8587 | 219.9818 | 218.8489 | 218.5712 | 218.6402 | 218.2354 | 219.6588 | 219.8895
14/11/1982 05:00:00 | 207.3099 | 209.1806 | 208.8143 | 208.6606 | 208.1457 | 207.377 | 207.38 | 207.2471
14/11/1982 06:00:00 | 161.3699 | 160.8459 | 161.2255 | 160.4618 | 159.8551 | 158.4649 | 157.5289 | 157.0262
14/11/1982 07:00:00 | 114.8402 | 112.502 | 113.3261 | 112.6962 | 111.625 | 109.8509 | 108.603 | 108.3167
14/11/1982 08:00:00 | 103.6013 | 99.5561 | 98.6151 | 97.0196 | 96.7092 | 95.8729 | 96.1882 | 96.2481
14/11/1982 09:00:00 | 101.0435 | 96.4432 | 94.7552 | 90.972 | 88.8908 | 86.3349 | 84.1572 | 83.3311
14/11/1982 10:00:00 | 118.5908 | 116.55 | 110.8163 | 104.9623 | 101.3691 | 96.6392 | 94.1416 | 93.0066
14/11/1982 11:00:00 | 202.9518 | 215.5357 | 212.9772 | 213.7519 | 214.0779 | 209.4183 | 207.6651 | 202.2852
14/11/1982 12:00:00 | 234.0398 | 237.5 | 237.5 | 237.5 | 237.5 | 237.5 | 237.5 | 237.5
14/11/1982 13:00:00 | 237.5 | 237.5 | 237.5 | 237.5 | 237.5 | 237.5 | 237.5 | 237.5
14/11/1982 14:00:00 | 237.5 | 237.5 | 237.5 | 237.5 | 237.5 | 237.5 | 237.5 | 237.5
14/11/1982 15:00:00 | 237.5 | 237.5 | 237.5 | 237.5 | 237.5 | 237.5 | 237.5 | 237.5
14/11/1982 16:00:00 | 237.5 | 237.5 | 237.5 | 237.5 | 237.5 | 237.5 | 237.5 | 237.5
14/11/1982 17:00:00 | 237.5 | 237.5 | 237.5 | 237.5 | 237.5 | 237.5 | 237.5 | 237.5
14/11/1982 18:00:00 | 237.5 | 234.8607 | 232.9266 | 224.5736 | 210.8875 | 200.272 | 199.2841 | 200.9082
14/11/1982 19:00:00 | 166.8651 | 175.6473 | 174.2466 | 177.9989 | 183.5144 | 186.8923 | 190.8482 | 187.8675
14/11/1982 20:00:00 | 152.8165 | 156.0798 | 151.7952 | 150.3144 | 151.6414 | 148.9243 | 149.0089 | 144.4933
14/11/1982 21:00:00 | 106.0412 | 102.312 | 97.1778 | 93.3346 | 92.9075 | 89.5901 | 87.0868 | 83.2004
14/11/1982 22:00:00 | 67.2094 | 61.1722 | 57.605 | 55.0938 | 55.2012 | 54.372 | 53.2678 | 51.4246
14/11/1982 23:00:00 | 54.3448 | 43.459 | 38.3751 | 32.735 | 30.8835 | 28.0998 | 27.399 | 26.8948
15/11/1982 00:00:00 | 50.2797 | 34.2494 | 25.8706 | 16.7924 | 12.8751 | 7.6118 | 6.1974 | 4.9789
15/11/1982 01:00:00 | 45.971 | 31.7448 | 22.1044 | 11.3839 | 5.9824 | 0 | 0 | 0
15/11/1982 02:00:00 | 33.1533 | 26.8365 | 20.1483 | 11.8255 | 5.2304 | 0 | 0 | 0
15/11/1982 03:00:00 | 13.4271 | 12.5541 | 10.4094 | 7.6912 | 3.2157 | 0 | 0 | 0
15/11/1982 04:00:00 | 3.37 | 3.0204 | 2.3486 | 1.6204 | 0.16106 | 0 | 0 | 0
15/11/1982 05:00:00 | 0 | 0 | 0 | 0 | 0 | 0 | 0 | 0
15/11/1982 06:00:00 | 0 | 0 | 0 | 0 | 0 | 0 | 0 | 0
15/11/1982 07:00:00 | 0 | 0 | 0 | 0 | 0 | 0 | 0 | 1.8173
15/11/1982 08:00:00 | 0 | 0 | 0 | 0 | 0 | 0 | 0.48936 | 4.6692
15/11/1982 09:00:00 | 0 | 0 | 0 | 0 | 0 | 4.5914 | 15.9539 | 34.5593
15/11/1982 10:00:00 | 0 | 0 | 1.2533 | 15.3352 | 31.7807 | 85.6741 | 131.6427 | 191.9469
15/11/1982 11:00:00 | 0 | 10.8882 | 31.143 | 79.6911 | 121.9001 | 199.4945 | 218.3835 | 227.8605
15/11/1982 12:00:00 | 8.974 | 34.5407 | 52.4637 | 90.3634 | 108.1173 | 138.2659 | 155.8787 | 164.2464
15/11/1982 13:00:00 | 43.3574 | 69.9774 | 80.062 | 97.7084 | 112.6973 | 139.9128 | 189.1271 | 220.6856
15/11/1982 14:00:00 | 86.4501 | 104.0262 | 108.8061 | 126.4211 | 159.1824 | 211.5191 | 237.5 | 237.5
15/11/1982 15:00:00 | 101.9973 | 137.1574 | 153.9994 | 189.1898 | 215.3306 | 237.5 | 237.5 | 237.5
15/11/1982 16:00:00 | 136.156 | 177.7526 | 188.6925 | 209.9346 | 219.0377 | 228.4485 | 230.0956 | 229.233
15/11/1982 17:00:00 | 143.8357 | 168.3072 | 171.0706 | 180.4478 | 185.8228 | 191.2321 | 194.5553 | 192.2616
15/11/1982 18:00:00 | 125.748 | 141.544 | 143.0793 | 149.7498 | 154.6183 | 159.6983 | 163.0629 | 161.5137
15/11/1982 19:00:00 | 113.0217 | 119.3369 | 118.4121 | 120.2522 | 122.3131 | 123.6291 | 125.1731 | 124.0549
15/11/1982 20:00:00 | 86.7045 | 87.4428 | 85.732 | 85.9123 | 88.5845 | 90.8962 | 92.6678 | 91.4197
15/11/1982 21:00:00 | 50.3587 | 53.6038 | 53.1763 | 56.0854 | 60.3574 | 66.3094 | 69.9871 | 70.0294
15/11/1982 22:00:00 | 24.7919 | 31.5417 | 32.6098 | 38.6178 | 44.487 | 54.1948 | 61.8126 | 64.0289
15/11/1982 23:00:00 | 18.3262 | 28.3122 | 30.8662 | 38.134 | 43.6284 | 52.1733 | 56.8674 | 57.2462
16/11/1982 00:00:00 | 27.6063 | 35.8263 | 38.2085 | 42.3035 | 44.0435 | 46.9651 | 47.9141 | 48.045
16/11/1982 01:00:00 | 46.2929 | 48.9972 | 49.999 | 50.9402 | 51.4609 | 52.8141 | 53.8799 | 55.1054
16/11/1982 02:00:00 | 68.5249 | 68.704 | 69.1965 | 69.7027 | 70.0662 | 71.0128 | 71.4922 | 72.1866
16/11/1982 03:00:00 | 84.7778 | 84.7011 | 85.363 | 86.1038 | 86.7513 | 88.2318 | 89.9424 | 91.5838
16/11/1982 04:00:00 | 103.3841 | 105.7785 | 107.9286 | 110.7414 | 113.0246 | 117.6928 | 121.9426 | 125.7053
16/11/1982 05:00:00 | 164.6044 | 172.4292 | 175.2506 | 179.1717 | 181.731 | 186.4561 | 190.0325 | 192.8589
16/11/1982 06:00:00 | 235.8426 | 237.5 | 237.5 | 237.5 | 237.5 | 237.5 | 237.5 | 237.5
16/11/1982 07:00:00 | 237.5 | 237.5 | 237.5 | 237.5 | 237.5 | 237.5 | 237.5 | 237.5
16/11/1982 08:00:00 | 237.5 | 237.5 | 237.5 | 237.5 | 237.5 | 237.5 | 237.5 | 237.5
16/11/1982 09:00:00 | 237.5 | 237.5 | 237.5 | 237.5 | 237.5 | 237.5 | 237.5 | 237.5
16/11/1982 10:00:00 | 237.5 | 237.5 | 237.5 | 237.5 | 237.5 | 237.5 | 237.5 | 237.5
16/11/1982 11:00:00 | 237.5 | 237.5 | 237.5 | 237.5 | 237.5 | 237.5 | 237.5 | 237.5
16/11/1982 12:00:00 | 237.5 | 237.5 | 237.5 | 237.5 | 237.5 | 237.5 | 237.5 | 237.5
16/11/1982 13:00:00 | 237.5 | 237.5 | 237.5 | 237.5 | 237.5 | 237.5 | 237.5 | 237.5
16/11/1982 14:00:00 | 237.5 | 237.5 | 237.5 | 237.5 | 237.5 | 237.5 | 237.5 | 237.5
16/11/1982 15:00:00 | 237.5 | 237.5 | 237.5 | 237.5 | 237.5 | 237.5 | 237.5 | 237.5
16/11/1982 16:00:00 | 237.5 | 237.5 | 237.5 | 237.5 | 237.5 | 237.5 | 237.5 | 237.5
16/11/1982 17:00:00 | 237.5 | 237.5 | 237.5 | 237.5 | 237.5 | 237.5 | 237.5 | 237.5
16/11/1982 18:00:00 | 237.5 | 237.5 | 237.5 | 237.5 | 237.5 | 237.5 | 237.5 | 237.5
16/11/1982 19:00:00 | 237.5 | 237.5 | 237.5 | 237.5 | 237.5 | 237.5 | 237.5 | 237.5
16/11/1982 20:00:00 | 237.5 | 237.5 | 237.5 | 237.5 | 237.5 | 237.5 | 237.5 | 237.5
16/11/1982 21:00:00 | 237.5 | 237.5 | 237.5 | 237.5 | 237.5 | 237.5 | 237.5 | 237.5
16/11/1982 22:00:00 | 237.5 | 237.5 | 237.5 | 237.5 | 237.5 | 237.5 | 237.5 | 237.5
16/11/1982 23:00:00 | 237.5 | 237.5 | 237.5 | 237.5 | 237.5 | 237.5 | 237.5 | 237.5
17/11/1982 00:00:00 | 237.5 | 237.5 | 237.5 | 237.5 | 237.5 | 237.5 | 237.5 | 237.5
17/11/1982 01:00:00 | 237.5 | 237.5 | 237.5 | 237.5 | 237.5 | 237.5 | 237.5 | 237.5
17/11/1982 02:00:00 | 237.5 | 237.5 | 237.5 | 237.5 | 237.5 | 237.5 | 237.5 | 237.5
17/11/1982 03:00:00 | 237.5 | 237.5 | 237.5 | 237.5 | 237.5 | 237.5 | 237.5 | 237.5
17/11/1982 04:00:00 | 237.5 | 237.5 | 237.5 | 237.5 | 237.5 | 237.5 | 237.5 | 237.5
17/11/1982 05:00:00 | 237.5 | 237.5 | 237.5 | 237.5 | 237.5 | 237.5 | 237.5 | 237.5
17/11/1982 06:00:00 | 237.5 | 237.5 | 237.5 | 237.5 | 237.5 | 237.5 | 237.5 | 237.5
17/11/1982 07:00:00 | 237.5 | 237.5 | 237.5 | 237.5 | 237.5 | 237.5 | 237.5 | 237.5
17/11/1982 08:00:00 | 237.5 | 237.5 | 237.5 | 237.5 | 237.5 | 237.5 | 237.5 | 237.5
17/11/1982 09:00:00 | 237.5 | 237.5 | 237.5 | 237.5 | 237.5 | 237.5 | 237.5 | 237.5
17/11/1982 10:00:00 | 237.5 | 237.5 | 237.5 | 237.5 | 237.5 | 237.5 | 237.5 | 237.5
17/11/1982 11:00:00 | 237.5 | 237.5 | 237.5 | 237.5 | 237.5 | 237.5 | 237.5 | 237.5
17/11/1982 12:00:00 | 237.5 | 237.5 | 237.5 | 237.5 | 237.5 | 237.5 | 237.5 | 237.5
17/11/1982 13:00:00 | 237.5 | 237.5 | 237.5 | 237.5 | 237.5 | 237.5 | 237.5 | 237.5
17/11/1982 14:00:00 | 237.5 | 237.5 | 237.5 | 237.5 | 237.5 | 237.5 | 237.5 | 237.5
17/11/1982 15:00:00 | 237.5 | 237.5 | 237.5 | 237.5 | 237.5 | 237.5 | 237.5 | 237.5
17/11/1982 16:00:00 | 237.5 | 237.5 | 237.5 | 237.5 | 237.5 | 237.5 | 237.5 | 237.5
17/11/1982 17:00:00 | 237.5 | 237.5 | 237.5 | 237.5 | 237.5 | 237.5 | 237.5 | 237.5
17/11/1982 18:00:00 | 237.5 | 237.5 | 237.5 | 237.5 | 237.5 | 237.5 | 237.5 | 237.5
17/11/1982 19:00:00 | 237.5 | 237.5 | 237.5 | 237.5 | 237.5 | 237.5 | 237.5 | 237.5
17/11/1982 20:00:00 | 237.5 | 237.5 | 237.5 | 237.5 | 237.5 | 237.5 | 237.5 | 237.5
17/11/1982 21:00:00 | 237.5 | 237.5 | 237.5 | 237.5 | 237.5 | 237.5 | 237.5 | 237.5
17/11/1982 22:00:00 | 237.5 | 237.5 | 237.5 | 237.5 | 236.8891 | 236.251 | 234.3996 | 234.773
17/11/1982 23:00:00 | 215.2919 | 208.2427 | 205.239 | 198.6642 | 192.6645 | 186.6712 | 178.8259 | 176.1634
18/11/1982 00:00:00 | 150.3575 | 152.1231 | 144.3888 | 142.182 | 144.2186 | 142.8028 | 140.6755 | 133.6967
18/11/1982 01:00:00 | 194.8646 | 205.5211 | 200.1811 | 202.7274 | 210.8466 | 213.7737 | 221.5785 | 217.708
18/11/1982 02:00:00 | 237.5 | 237.5 | 237.5 | 237.5 | 237.5 | 237.5 | 237.5 | 237.5
18/11/1982 03:00:00 | 237.5 | 237.5 | 237.5 | 237.5 | 237.5 | 237.5 | 237.5 | 237.5
18/11/1982 04:00:00 | 237.5 | 237.5 | 237.5 | 237.5 | 237.5 | 237.5 | 237.5 | 237.5
18/11/1982 05:00:00 | 237.5 | 237.5 | 237.5 | 237.5 | 237.5 | 237.5 | 237.5 | 237.5
18/11/1982 06:00:00 | 237.5 | 237.5 | 237.5 | 237.5 | 237.5 | 237.5 | 237.5 | 237.5
18/11/1982 07:00:00 | 237.5 | 237.5 | 237.5 | 237.5 | 237.5 | 237.5 | 237.5 | 237.5
18/11/1982 08:00:00 | 237.5 | 237.5 | 237.5 | 237.5 | 237.5 | 237.5 | 237.5 | 237.5
18/11/1982 09:00:00 | 237.5 | 237.5 | 237.5 | 237.5 | 237.5 | 237.5 | 237.5 | 237.5
18/11/1982 10:00:00 | 237.5 | 237.5 | 237.5 | 237.5 | 237.5 | 237.5 | 237.5 | 237.5
18/11/1982 11:00:00 | 237.5 | 237.5 | 237.5 | 237.5 | 237.5 | 237.5 | 237.5 | 237.5
18/11/1982 12:00:00 | 237.5 | 237.5 | 237.5 | 237.5 | 237.5 | 237.5 | 237.5 | 237.5
18/11/1982 13:00:00 | 237.5 | 237.5 | 237.5 | 237.5 | 237.5 | 237.5 | 237.5 | 237.5
18/11/1982 14:00:00 | 237.5 | 237.5 | 237.5 | 237.5 | 237.5 | 237.5 | 237.5 | 237.5
18/11/1982 15:00:00 | 237.5 | 237.5 | 237.5 | 237.5 | 237.5 | 237.5 | 237.5 | 237.5
18/11/1982 16:00:00 | 237.5 | 237.5 | 237.5 | 237.5 | 237.5 | 237.5 | 237.5 | 237.5
18/11/1982 17:00:00 | 237.5 | 237.5 | 237.5 | 237.5 | 237.5 | 237.5 | 237.5 | 237.5
18/11/1982 18:00:00 | 237.5 | 237.5 | 237.5 | 237.5 | 237.5 | 237.5 | 237.5 | 237.5
18/11/1982 19:00:00 | 237.5 | 237.5 | 237.5 | 237.5 | 237.5 | 237.5 | 237.5 | 237.5
18/11/1982 20:00:00 | 237.5 | 237.5 | 237.5 | 237.5 | 237.5 | 237.5 | 237.5 | 237.5
18/11/1982 21:00:00 | 237.5 | 237.5 | 237.5 | 237.5 | 237.5 | 237.5 | 237.5 | 237.5
18/11/1982 22:00:00 | 237.5 | 237.5 | 237.5 | 237.5 | 237.5 | 237.5 | 237.5 | 237.5
18/11/1982 23:00:00 | 237.5 | 237.5 | 237.5 | 237.5 | 237.5 | 237.5 | 237.5 | 237.5
19/11/1982 00:00:00 | 237.5 | 237.5 | 237.5 | 237.5 | 237.5 | 237.5 | 237.5 | 237.5
19/11/1982 01:00:00 | 237.5 | 237.5 | 237.5 | 237.5 | 237.5 | 237.5 | 237.5 | 237.5
19/11/1982 02:00:00 | 237.5 | 237.5 | 237.5 | 237.5 | 237.5 | 237.5 | 237.5 | 237.5
19/11/1982 03:00:00 | 237.5 | 237.5 | 237.5 | 237.5 | 237.5 | 237.5 | 237.5 | 237.5
19/11/1982 04:00:00 | 237.5 | 237.5 | 237.5 | 237.5 | 237.5 | 237.5 | 237.5 | 237.5
19/11/1982 05:00:00 | 237.5 | 237.5 | 237.5 | 237.5 | 237.5 | 237.5 | 237.5 | 237.5
19/11/1982 06:00:00 | 237.5 | 237.5 | 237.5 | 237.5 | 237.5 | 237.5 | 237.5 | 237.5
19/11/1982 07:00:00 | 237.5 | 237.5 | 237.5 | 237.5 | 237.5 | 237.5 | 237.5 | 237.5
19/11/1982 08:00:00 | 237.5 | 237.5 | 237.5 | 237.5 | 237.5 | 237.5 | 237.5 | 237.5
19/11/1982 09:00:00 | 237.5 | 237.5 | 237.5 | 237.5 | 237.5 | 237.5 | 237.5 | 237.5
19/11/1982 10:00:00 | 237.5 | 237.5 | 237.5 | 237.5 | 237.5 | 237.5 | 237.5 | 237.5
19/11/1982 11:00:00 | 237.5 | 237.5 | 237.5 | 237.5 | 237.5 | 237.5 | 237.5 | 237.5
19/11/1982 12:00:00 | 237.5 | 237.5 | 237.5 | 237.5 | 237.5 | 237.5 | 237.5 | 237.5
19/11/1982 13:00:00 | 237.5 | 237.5 | 237.5 | 237.5 | 237.5 | 237.5 | 237.5 | 237.5
19/11/1982 14:00:00 | 237.5 | 237.5 | 237.5 | 237.5 | 237.5 | 237.5 | 237.5 | 237.5
19/11/1982 15:00:00 | 237.5 | 237.5 | 237.5 | 237.5 | 237.5 | 237.5 | 237.5 | 237.5
19/11/1982 16:00:00 | 237.5 | 237.5 | 237.5 | 237.5 | 237.5 | 237.5 | 237.5 | 237.5
19/11/1982 17:00:00 | 237.5 | 237.5 | 237.5 | 237.5 | 237.5 | 237.5 | 237.5 | 237.5
19/11/1982 18:00:00 | 237.5 | 237.5 | 237.5 | 237.5 | 237.5 | 237.5 | 237.5 | 237.5
19/11/1982 19:00:00 | 237.5 | 237.5 | 237.5 | 237.5 | 237.5 | 237.5 | 237.5 | 237.5
19/11/1982 20:00:00 | 237.5 | 237.5 | 237.5 | 237.5 | 237.5 | 237.5 | 237.5 | 237.5
19/11/1982 21:00:00 | 237.5 | 237.5 | 237.5 | 237.5 | 237.5 | 237.5 | 237.5 | 237.5
19/11/1982 22:00:00 | 237.5 | 237.5 | 237.5 | 237.5 | 237.5 | 237.5 | 237.5 | 237.5
19/11/1982 23:00:00 | 237.5 | 237.5 | 237.5 | 237.5 | 237.5 | 237.5 | 237.5 | 237.5
20/11/1982 00:00:00 | 237.5 | 237.5 | 237.5 | 237.5 | 237.5 | 237.5 | 237.5 | 237.5
20/11/1982 01:00:00 | 237.5 | 237.5 | 237.5 | 237.5 | 237.5 | 237.5 | 237.5 | 237.5
20/11/1982 02:00:00 | 237.5 | 237.5 | 237.5 | 237.5 | 237.5 | 237.5 | 237.5 | 237.5
20/11/1982 03:00:00 | 237.5 | 237.5 | 237.5 | 237.5 | 237.5 | 237.5 | 237.5 | 237.5
20/11/1982 04:00:00 | 237.5 | 237.5 | 237.5 | 237.5 | 237.5 | 237.5 | 237.5 | 237.5
20/11/1982 05:00:00 | 237.5 | 237.5 | 237.5 | 237.5 | 237.5 | 237.5 | 237.5 | 237.5
20/11/1982 06:00:00 | 237.5 | 237.5 | 237.5 | 237.5 | 237.5 | 237.5 | 237.5 | 237.5
20/11/1982 07:00:00 | 237.5 | 237.5 | 237.5 | 237.5 | 237.5 | 237.5 | 237.5 | 237.5
20/11/1982 08:00:00 | 237.5 | 237.5 | 237.5 | 237.5 | 237.5 | 237.5 | 237.5 | 237.5
20/11/1982 09:00:00 | 237.5 | 237.5 | 237.5 | 237.5 | 237.5 | 237.5 | 237.5 | 237.5
20/11/1982 10:00:00 | 237.5 | 237.5 | 237.5 | 237.5 | 237.5 | 237.5 | 237.5 | 237.5
20/11/1982 11:00:00 | 237.5 | 237.5 | 237.5 | 237.5 | 237.5 | 237.5 | 237.5 | 237.5
20/11/1982 12:00:00 | 237.5 | 237.5 | 237.5 | 237.5 | 237.5 | 237.5 | 237.5 | 237.5
20/11/1982 13:00:00 | 237.5 | 237.5 | 237.5 | 237.5 | 237.5 | 237.5 | 237.5 | 237.5
20/11/1982 14:00:00 | 229.752 | 230.7361 | 233.6053 | 235.709 | 236.2732 | 237.5 | 237.5 | 237.5
20/11/1982 15:00:00 | 218.9597 | 219.1508 | 224.2565 | 227.0748 | 227.5776 | 229.5861 | 230.6303 | 232.6601
20/11/1982 16:00:00 | 206.9614 | 207.1499 | 210.8003 | 212.8052 | 213.4241 | 216.4088 | 218.6584 | 222.3237
20/11/1982 17:00:00 | 182.72 | 184.4678 | 188.1851 | 190.9304 | 192.5412 | 196.6246 | 200.1312 | 204.0733
20/11/1982 18:00:00 | 147.0987 | 151.019 | 154.3264 | 157.8053 | 160.1893 | 165.3566 | 170.1959 | 174.6821
20/11/1982 19:00:00 | 118.4287 | 127.462 | 128.6081 | 131.2502 | 132.8413 | 135.8613 | 139.3332 | 141.5955
20/11/1982 20:00:00 | 98.242 | 113.107 | 113.7062 | 115.9211 | 116.2278 | 116.4171 | 117.3038 | 117.1939
20/11/1982 21:00:00 | 77.3808 | 91.706 | 96.2937 | 102.6557 | 104.0996 | 104.8672 | 104.5422 | 103.6351
20/11/1982 22:00:00 | 78.496 | 79.0826 | 82.312 | 88.2627 | 93.3767 | 101.6901 | 104.9975 | 108.4959
20/11/1982 23:00:00 | 116.126 | 105.581 | 96.9278 | 90.7933 | 89.5527 | 90.9046 | 95.2263 | 100.625
21/11/1982 00:00:00 | 158.6351 | 165.8552 | 155.2504 | 147.2343 | 140.9976 | 126.3689 | 121.2603 | 114.9165
21/11/1982 01:00:00 | 157.5191 | 178.1913 | 188.2908 | 201.3193 | 206.1153 | 208.0456 | 203.7786 | 197.6983
21/11/1982 02:00:00 | 153.9938 | 169.6398 | 183.6097 | 199.577 | 207.0619 | 221.4802 | 227.398 | 231.0993
21/11/1982 03:00:00 | 169.9341 | 180.8942 | 190.0113 | 199.8786 | 205.2131 | 215.125 | 220.9388 | 226.9324
21/11/1982 04:00:00 | 188.7803 | 202.8386 | 211.2649 | 220.6895 | 225.1425 | 229.3436 | 229.8644 | 230.6577
21/11/1982 05:00:00 | 209.1524 | 225.2028 | 230.9656 | 236.5322 | 237.5 | 237.5 | 237.5 | 237.5
21/11/1982 06:00:00 | 230.2475 | 237.3446 | 237.5 | 237.5 | 237.5 | 237.5 | 237.5 | 237.5
21/11/1982 07:00:00 | 237.5 | 237.5 | 237.5 | 237.5 | 237.5 | 237.5 | 237.5 | 237.5
21/11/1982 08:00:00 | 237.5 | 237.5 | 237.5 | 237.5 | 237.5 | 237.5 | 237.5 | 237.5
21/11/1982 09:00:00 | 237.5 | 237.5 | 237.5 | 237.5 | 237.5 | 237.5 | 237.5 | 237.5
21/11/1982 10:00:00 | 237.5 | 237.5 | 237.5 | 237.5 | 237.5 | 237.5 | 237.5 | 237.5
21/11/1982 11:00:00 | 237.5 | 237.5 | 237.5 | 237.5 | 237.5 | 237.5 | 237.5 | 237.5
21/11/1982 12:00:00 | 237.5 | 237.5 | 237.5 | 237.5 | 237.5 | 237.5 | 237.5 | 237.5
21/11/1982 13:00:00 | 237.5 | 237.5 | 237.5 | 237.5 | 237.5 | 237.5 | 237.5 | 237.5
21/11/1982 14:00:00 | 237.5 | 237.5 | 237.5 | 237.5 | 237.5 | 237.5 | 237.5 | 237.5
21/11/1982 15:00:00 | 237.5 | 237.5 | 237.5 | 237.5 | 237.5 | 237.5 | 237.5 | 237.5
21/11/1982 16:00:00 | 237.5 | 237.5 | 237.5 | 237.5 | 237.5 | 237.5 | 237.5 | 237.5
21/11/1982 17:00:00 | 237.5 | 237.5 | 237.5 | 237.5 | 237.5 | 237.5 | 237.5 | 237.5
21/11/1982 18:00:00 | 237.5 | 237.5 | 237.5 | 237.5 | 237.5 | 237.5 | 237.5 | 237.5
21/11/1982 19:00:00 | 237.5 | 237.5 | 237.5 | 237.5 | 237.5 | 237.5 | 237.5 | 237.5
21/11/1982 20:00:00 | 237.5 | 237.5 | 237.5 | 237.5 | 237.5 | 237.5 | 237.5 | 237.5
21/11/1982 21:00:00 | 237.5 | 237.5 | 237.5 | 237.5 | 237.5 | 237.5 | 237.5 | 237.5
21/11/1982 22:00:00 | 237.5 | 237.5 | 237.5 | 237.5 | 237.5 | 237.5 | 237.5 | 237.5
21/11/1982 23:00:00 | 237.5 | 237.5 | 237.5 | 237.5 | 237.5 | 237.5 | 237.5 | 237.5
22/11/1982 00:00:00 | 237.5 | 237.5 | 237.5 | 237.5 | 237.5 | 237.5 | 237.5 | 237.5
22/11/1982 01:00:00 | 237.5 | 237.5 | 237.5 | 237.5 | 237.5 | 237.5 | 231.6934 | 228.9465
22/11/1982 02:00:00 | 227.907 | 224.3851 | 210.8896 | 197.9258 | 176.4007 | 154.563 | 150.0149 | 152.3339
22/11/1982 03:00:00 | 108.8237 | 120.0944 | 104.0721 | 103.4684 | 98.6454 | 97.5461 | 86.0703 | 81.0277
22/11/1982 04:00:00 | 129.3665 | 139.2624 | 112.9008 | 102.8513 | 107.7523 | 106.5287 | 108.6306 | 99.3701
22/11/1982 05:00:00 | 190.6317 | 200.6053 | 194.6339 | 193.1605 | 202.7526 | 202.0253 | 211.6808 | 207.1325
22/11/1982 06:00:00 | 138.0392 | 143.999 | 149.2047 | 156.8199 | 161.0699 | 171.4743 | 175.8714 | 181.3944
22/11/1982 07:00:00 | 136.3135 | 145.6223 | 148.5892 | 154.6168 | 158.1551 | 163.8376 | 165.737 | 166.601
22/11/1982 08:00:00 | 185.9047 | 194.1131 | 198.8492 | 200.7329 | 199.1156 | 199.9421 | 202.8507 | 208.1903
22/11/1982 09:00:00 | 188.4797 | 195.7877 | 203.4294 | 207.2218 | 208.4245 | 216.7534 | 226.6832 | 232.7165
22/11/1982 10:00:00 | 205.538 | 217.4278 | 227.1123 | 231.0676 | 233.1366 | 237.5 | 237.5 | 237.5
22/11/1982 11:00:00 | 228.2392 | 234.6069 | 237.5 | 237.5 | 237.5 | 237.5 | 237.5 | 237.5
22/11/1982 12:00:00 | 237.5 | 237.5 | 237.5 | 237.5 | 237.5 | 237.5 | 237.5 | 237.5
22/11/1982 13:00:00 | 236.8048 | 237.5 | 237.5 | 237.5 | 237.5 | 237.5 | 237.5 | 237.5
22/11/1982 14:00:00 | 237.0072 | 237.5 | 237.5 | 237.5 | 237.5 | 237.5 | 237.5 | 237.5
22/11/1982 15:00:00 | 237.5 | 237.5 | 237.5 | 237.5 | 237.5 | 237.5 | 237.5 | 237.5
22/11/1982 16:00:00 | 237.5 | 237.5 | 237.5 | 237.5 | 237.5 | 237.5 | 237.5 | 237.5
22/11/1982 17:00:00 | 237.5 | 237.5 | 237.5 | 237.5 | 237.5 | 237.5 | 237.5 | 237.5
22/11/1982 18:00:00 | 237.3051 | 237.5 | 237.5 | 237.5 | 237.5 | 237.5 | 237.5 | 237.5
22/11/1982 19:00:00 | 236.8966 | 237.5 | 237.5 | 237.5 | 237.5 | 237.5 | 237.5 | 237.5
22/11/1982 20:00:00 | 237.5 | 237.5 | 237.5 | 237.5 | 237.5 | 237.5 | 237.5 | 237.5
22/11/1982 21:00:00 | 237.5 | 237.5 | 237.5 | 237.5 | 237.5 | 237.5 | 237.5 | 237.5
22/11/1982 22:00:00 | 237.5 | 237.5 | 237.5 | 237.5 | 237.5 | 237.5 | 237.5 | 237.5
22/11/1982 23:00:00 | 237.5 | 237.5 | 237.5 | 237.5 | 237.5 | 237.5 | 237.5 | 237.5
23/11/1982 00:00:00 | 233.3723 | 237.5 | 237.5 | 237.5 | 237.5 | 237.5 | 237.5 | 237.5
23/11/1982 01:00:00 | 224.6111 | 234.7708 | 237.5 | 237.5 | 237.5 | 237.5 | 237.5 | 237.5
23/11/1982 02:00:00 | 201.648 | 220.5435 | 230.2319 | 237.3853 | 237.5 | 237.5 | 237.5 | 237.5
23/11/1982 03:00:00 | 176.4212 | 196.9149 | 210.4067 | 225.1566 | 229.805 | 235.9303 | 237.5 | 237.5
23/11/1982 04:00:00 | 155.6292 | 174.9969 | 189.1851 | 205.2748 | 213.9623 | 227.2992 | 230.6094 | 233.5457
23/11/1982 05:00:00 | 145.0021 | 160.5247 | 171.9777 | 185.2838 | 194.8605 | 210.3826 | 219.338 | 227.0111
23/11/1982 06:00:00 | 145.3468 | 160.6147 | 170.6837 | 182.7019 | 191.3542 | 205.2571 | 212.5165 | 218.6064
23/11/1982 07:00:00 | 138.8309 | 153.8472 | 165.2037 | 177.8188 | 186.5272 | 200.5427 | 207.521 | 213.2959
23/11/1982 08:00:00 | 122.962 | 135.0015 | 147.3038 | 159.6984 | 168.0607 | 182.7626 | 191.9464 | 201.2989
23/11/1982 09:00:00 | 119.8653 | 127.3408 | 137.0521 | 147.3301 | 152.6648 | 165.5815 | 173.6551 | 183.3501
23/11/1982 10:00:00 | 168.5774 | 175.2758 | 176.2092 | 181.0092 | 183.642 | 189.7825 | 193.1681 | 195.6741
23/11/1982 11:00:00 | 231.0939 | 235.3731 | 234.9619 | 236.6022 | 237.5 | 237.5 | 237.5 | 237.5
23/11/1982 12:00:00 | 237.5 | 237.5 | 237.5 | 237.5 | 237.5 | 237.5 | 237.5 | 237.5
23/11/1982 13:00:00 | 237.5 | 237.5 | 237.5 | 237.5 | 237.5 | 237.5 | 237.5 | 237.5
23/11/1982 14:00:00 | 237.5 | 237.5 | 237.5 | 237.5 | 237.5 | 237.5 | 237.5 | 237.5
23/11/1982 15:00:00 | 237.5 | 237.5 | 237.5 | 237.5 | 237.5 | 237.5 | 237.5 | 237.5
23/11/1982 16:00:00 | 237.5 | 237.5 | 237.5 | 237.5 | 237.5 | 237.5 | 237.5 | 237.5
23/11/1982 17:00:00 | 237.5 | 237.5 | 237.5 | 237.5 | 237.5 | 237.5 | 237.5 | 237.5
23/11/1982 18:00:00 | 237.5 | 237.5 | 237.5 | 237.5 | 237.5 | 237.5 | 237.5 | 237.5
23/11/1982 19:00:00 | 237.5 | 237.5 | 237.5 | 237.5 | 237.5 | 237.5 | 237.5 | 237.5
23/11/1982 20:00:00 | 237.5 | 237.5 | 237.5 | 237.5 | 237.5 | 237.5 | 237.5 | 237.5
23/11/1982 21:00:00 | 237.5 | 237.5 | 237.5 | 237.5 | 237.5 | 237.5 | 237.5 | 237.5
23/11/1982 22:00:00 | 237.5 | 237.5 | 237.5 | 237.5 | 237.5 | 237.5 | 235.9382 | 231.1889
23/11/1982 23:00:00 | 237.5 | 237.5 | 237.5 | 237.5 | 237.5 | 230.4775 | 226.9259 | 221.8336
24/11/1982 00:00:00 | 237.5 | 237.5 | 237.5 | 237.5 | 236.9221 | 230.2523 | 226.9259 | 221.8336
24/11/1982 01:00:00 | 237.5 | 237.5 | 237.5 | 237.5 | 236.9221 | 230.2523 | 226.9259 | 221.8336
24/11/1982 02:00:00 | 237.5 | 237.5 | 237.5 | 237.5 | 237.5 | 237.5 | 237.5 | 237.5
24/11/1982 03:00:00 | 237.5 | 237.5 | 237.5 | 235.628 | 227.5192 | 209.9889 | 207.5783 | 209.1018
24/11/1982 04:00:00 | 237.5 | 237.5 | 237.2643 | 230.2175 | 228.9152 | 228.5112 | 232.4288 | 234.6657
24/11/1982 05:00:00 | 237.5 | 237.5 | 237.5 | 237.5 | 237.5 | 237.5 | 237.5 | 237.5
24/11/1982 06:00:00 | 237.5 | 237.5 | 237.5 | 237.5 | 237.5 | 237.5 | 237.5 | 237.5
24/11/1982 07:00:00 | 237.5 | 237.5 | 237.5 | 237.5 | 237.5 | 237.5 | 237.5 | 237.5
24/11/1982 08:00:00 | 237.5 | 237.5 | 237.5 | 237.5 | 237.5 | 237.5 | 237.5 | 237.5
24/11/1982 09:00:00 | 237.5 | 237.5 | 237.5 | 237.5 | 237.5 | 237.5 | 237.5 | 237.5
24/11/1982 10:00:00 | 236.9448 | 235.3261 | 233.6485 | 232.1798 | 232.6394 | 232.777 | 233.889 | 234.0373
24/11/1982 11:00:00 | 229.7791 | 227.8938 | 227.5712 | 226.1729 | 225.2574 | 224.3713 | 224.176 | 224.9969
24/11/1982 12:00:00 | 214.7788 | 208.7067 | 206.0042 | 200.9554 | 197.3338 | 190.1674 | 184.5624 | 180.3897
24/11/1982 13:00:00 | 156.2735 | 149.4101 | 148.1808 | 145.5141 | 145.8313 | 144.1797 | 143.3036 | 141.7599
24/11/1982 14:00:00 | 106.0749 | 102.1163 | 102.7272 | 101.1468 | 99.9294 | 98.4099 | 96.7847 | 96.6793
24/11/1982 15:00:00 | 82.1173 | 79.8725 | 79.3727 | 77.9176 | 76.1761 | 74.0451 | 71.9491 | 71.1924
24/11/1982 16:00:00 | 91.1896 | 93.8198 | 92.8111 | 92.2148 | 91.4774 | 90.4189 | 89.7724 | 89.0403
24/11/1982 17:00:00 | 110.3529 | 120.7253 | 124.9247 | 130.9438 | 134.6812 | 138.7534 | 142.4357 | 144.1642
24/11/1982 18:00:00 | 153.8402 | 171.7194 | 179.4608 | 192.5615 | 200.6319 | 209.1871 | 213.3888 | 213.9523
24/11/1982 19:00:00 | 229.0066 | 237.5 | 237.5 | 237.5 | 237.5 | 237.5 | 237.5 | 237.5
24/11/1982 20:00:00 | 237.5 | 237.5 | 237.5 | 237.5 | 237.5 | 237.5 | 237.5 | 237.5
24/11/1982 21:00:00 | 237.5 | 237.5 | 237.5 | 237.5 | 237.5 | 237.5 | 237.5 | 237.5
24/11/1982 22:00:00 | 237.5 | 237.5 | 237.5 | 237.5 | 237.5 | 237.5 | 237.5 | 237.5
24/11/1982 23:00:00 | 237.5 | 237.5 | 237.5 | 237.5 | 237.5 | 237.5 | 237.5 | 237.5
25/11/1982 00:00:00 | 237.5 | 237.5 | 237.5 | 237.5 | 237.5 | 237.5 | 237.5 | 237.5
25/11/1982 01:00:00 | 237.5 | 237.5 | 237.5 | 237.5 | 237.5 | 237.5 | 237.5 | 237.5
25/11/1982 02:00:00 | 237.5 | 237.5 | 237.5 | 237.5 | 237.5 | 237.5 | 237.5 | 237.5
25/11/1982 03:00:00 | 237.5 | 237.5 | 237.5 | 237.5 | 237.5 | 237.5 | 237.5 | 237.5
25/11/1982 04:00:00 | 237.5 | 237.5 | 237.5 | 237.5 | 237.5 | 237.5 | 237.5 | 237.5
25/11/1982 05:00:00 | 237.5 | 237.5 | 237.5 | 237.5 | 237.5 | 237.5 | 237.5 | 237.5
25/11/1982 06:00:00 | 237.5 | 237.5 | 237.5 | 237.5 | 237.5 | 237.5 | 237.5 | 237.5
25/11/1982 07:00:00 | 237.5 | 237.5 | 237.5 | 237.5 | 237.5 | 237.5 | 237.5 | 237.5
25/11/1982 08:00:00 | 237.5 | 237.5 | 237.5 | 237.5 | 237.5 | 237.5 | 237.5 | 237.5
25/11/1982 09:00:00 | 237.5 | 237.5 | 237.5 | 237.5 | 237.5 | 237.5 | 237.5 | 237.5
25/11/1982 10:00:00 | 237.5 | 237.5 | 237.5 | 237.5 | 237.5 | 237.5 | 237.5 | 237.5
25/11/1982 11:00:00 | 237.5 | 237.5 | 237.5 | 237.5 | 237.5 | 237.5 | 237.5 | 237.5
25/11/1982 12:00:00 | 237.5 | 237.5 | 237.5 | 237.5 | 237.5 | 237.5 | 237.5 | 237.5
25/11/1982 13:00:00 | 237.5 | 237.5 | 237.5 | 237.5 | 237.5 | 237.5 | 237.5 | 237.5
25/11/1982 14:00:00 | 237.5 | 237.5 | 237.5 | 237.5 | 237.5 | 237.5 | 237.5 | 237.5
25/11/1982 15:00:00 | 237.5 | 237.5 | 237.5 | 237.5 | 237.5 | 237.5 | 237.5 | 237.5
25/11/1982 16:00:00 | 237.5 | 237.5 | 237.5 | 237.5 | 237.5 | 237.5 | 237.5 | 237.5
25/11/1982 17:00:00 | 237.5 | 237.5 | 237.5 | 237.5 | 237.5 | 237.5 | 237.5 | 237.5
25/11/1982 18:00:00 | 237.5 | 237.5 | 237.5 | 237.5 | 237.5 | 237.5 | 237.5 | 237.5
25/11/1982 19:00:00 | 237.5 | 237.5 | 237.5 | 237.5 | 237.5 | 237.5 | 237.5 | 237.5
25/11/1982 20:00:00 | 237.5 | 237.5 | 237.5 | 237.5 | 237.5 | 237.5 | 237.5 | 237.5
25/11/1982 21:00:00 | 237.5 | 237.5 | 237.5 | 237.5 | 237.5 | 237.5 | 237.5 | 237.5
25/11/1982 22:00:00 | 233.4787 | 237.5 | 237.5 | 237.5 | 237.5 | 237.5 | 237.5 | 237.3432
25/11/1982 23:00:00 | 220.0639 | 230.5027 | 233.5936 | 236.2351 | 234.5667 | 232.1402 | 228.0789 | 224.9983
26/11/1982 00:00:00 | 198.9229 | 215.5439 | 219.8668 | 223.8555 | 219.4499 | 212.8848 | 203.5388 | 197.5426
26/11/1982 01:00:00 | 170.0165 | 184.8357 | 188.2175 | 190.9603 | 185.1461 | 176.4057 | 164.5607 | 157.503
26/11/1982 02:00:00 | 140.1786 | 148.8874 | 150.4035 | 150.9675 | 144.2646 | 133.7582 | 120.2452 | 111.9695
26/11/1982 03:00:00 | 125.2272 | 132.8921 | 132.3009 | 129.7528 | 119.3294 | 103.9264 | 87.6378 | 78.2117
26/11/1982 04:00:00 | 117.6719 | 128.065 | 128.2355 | 126.2006 | 112.4973 | 91.7679 | 71.0391 | 59.114
26/11/1982 05:00:00 | 105.9651 | 117.5657 | 119.2829 | 120.2516 | 108.1666 | 87.7501 | 64.5211 | 50.5034
26/11/1982 06:00:00 | 100.3351 | 110.4311 | 111.8705 | 114.8023 | 107.6584 | 92.3266 | 67.2626 | 51.4036
26/11/1982 07:00:00 | 105.8542 | 115.3346 | 116.9878 | 120.5046 | 118.4272 | 108.4525 | 84.5174 | 68.1271
26/11/1982 08:00:00 | 119.4705 | 126.265 | 128.0669 | 131.247 | 132.0373 | 127.8557 | 110.2794 | 97.7214
26/11/1982 09:00:00 | 139.4698 | 148.8223 | 149.6499 | 152.4937 | 154.6371 | 154.2945 | 143.4487 | 133.7791
26/11/1982 10:00:00 | 161.5281 | 177.9875 | 181.4964 | 187.6953 | 191.2197 | 192.9881 | 183.9071 | 175.0156
26/11/1982 11:00:00 | 170.9364 | 190.2357 | 199.0065 | 208.1762 | 212.4193 | 216.8976 | 210.1869 | 205.061
26/11/1982 12:00:00 | 163.6176 | 180.526 | 189.4304 | 198.9477 | 203.2314 | 210.4303 | 209.2299 | 210.1942
26/11/1982 13:00:00 | 171.2518 | 183.1089 | 187.0179 | 192.3583 | 195.3673 | 201.6946 | 204.9681 | 208.1177
26/11/1982 14:00:00 | 197.5869 | 206.9725 | 208.2272 | 210.0787 | 211.5917 | 213.126 | 215.9018 | 217.2202
26/11/1982 15:00:00 | 215.3352 | 226.4084 | 228.1034 | 229.8994 | 230.7272 | 231.8146 | 232.9076 | 233.6124
26/11/1982 16:00:00 | 232.0873 | 237.5 | 237.5 | 237.5 | 237.5 | 237.5 | 237.5 | 237.5
26/11/1982 17:00:00 | 237.5 | 237.5 | 237.5 | 237.5 | 237.5 | 237.5 | 237.5 | 237.5
26/11/1982 18:00:00 | 237.5 | 237.5 | 237.5 | 237.5 | 237.5 | 237.5 | 237.5 | 237.5
26/11/1982 19:00:00 | 237.5 | 237.5 | 237.5 | 237.5 | 237.5 | 237.5 | 237.5 | 237.5
26/11/1982 20:00:00 | 237.5 | 237.5 | 237.5 | 237.5 | 237.5 | 237.5 | 237.5 | 237.5
26/11/1982 21:00:00 | 235.8517 | 237.5 | 237.5 | 237.5 | 237.5 | 237.5 | 237.5 | 237.5
26/11/1982 22:00:00 | 227.6527 | 232.3486 | 234.6658 | 237.3945 | 237.5 | 237.5 | 237.5 | 237.5
26/11/1982 23:00:00 | 211.3261 | 223.9824 | 227.6931 | 230.4747 | 232.2185 | 236.3487 | 237.5 | 237.5
27/11/1982 00:00:00 | 198.3863 | 212.9367 | 218.224 | 224.5443 | 227.2876 | 230.4914 | 232.6784 | 234.9019
27/11/1982 01:00:00 | 187.6566 | 203.2432 | 208.8486 | 215.2086 | 217.9344 | 222.8771 | 226.1773 | 227.9522
27/11/1982 02:00:00 | 178.0254 | 192.3334 | 197.2256 | 202.9825 | 204.9138 | 207.8438 | 209.4572 | 210.8512
27/11/1982 03:00:00 | 160.0988 | 172.7008 | 176.3419 | 181.1056 | 182.799 | 185.1512 | 186.1098 | 186.6249
27/11/1982 04:00:00 | 132.4739 | 142.2795 | 145.1911 | 149.2422 | 150.8517 | 153.9936 | 155.1542 | 156.2445
27/11/1982 05:00:00 | 114.9921 | 120.8657 | 122.1894 | 124.0259 | 124.5962 | 126.7216 | 127.5854 | 129.1206
27/11/1982 06:00:00 | 105.7232 | 111.3256 | 111.8595 | 112.8571 | 113.0402 | 114.4328 | 115.3645 | 116.5735
27/11/1982 07:00:00 | 98.4162 | 103.9677 | 104.5689 | 106.0002 | 106.988 | 108.9929 | 111.2376 | 112.7045
27/11/1982 08:00:00 | 91.0243 | 97.1189 | 97.9815 | 100.2906 | 102.0861 | 104.5228 | 107.2598 | 108.5587
27/11/1982 09:00:00 | 81.7607 | 87.9246 | 89.203 | 92.5389 | 95.3452 | 99.0811 | 102.0919 | 103.2044
27/11/1982 10:00:00 | 71.2329 | 77.5602 | 79.3493 | 83.0609 | 86.263 | 91.3492 | 95.468 | 97.5817
27/11/1982 11:00:00 | 61.8724 | 67.9802 | 70.6658 | 75.2417 | 78.8614 | 84.5888 | 89.1045 | 92.3067
27/11/1982 12:00:00 | 55.737 | 62.4366 | 66.2249 | 71.1211 | 74.9115 | 81.5218 | 86.0621 | 89.9507
27/11/1982 13:00:00 | 51.7343 | 58.1502 | 62.5709 | 67.8259 | 70.3087 | 75.3722 | 70.7436 | 69.2903
27/11/1982 14:00:00 | 48.9238 | 55.7441 | 57.9256 | 60.733 | 56.9178 | 52.2208 | 40.4445 | 34.4841
27/11/1982 15:00:00 | 48.9257 | 51.5941 | 47.9036 | 43.6311 | 35.8384 | 27.8119 | 23.1387 | 20.5216
27/11/1982 16:00:00 | 43.5681 | 37.2842 | 31.1791 | 25.6771 | 22.1896 | 19.2854 | 18.8611 | 18.9195
27/11/1982 17:00:00 | 30.7348 | 23.0642 | 19.8683 | 17.3899 | 16.5339 | 16.243 | 15.8321 | 15.8743
27/11/1982 18:00:00 | 21.4774 | 16.9453 | 16.1936 | 15.2936 | 14.8696 | 14.3827 | 14.3992 | 14.5742
27/11/1982 19:00:00 | 19.6106 | 17.673 | 17.8611 | 17.7777 | 18.0669 | 18.4868 | 19.4537 | 20.2265
27/11/1982 20:00:00 | 20.7673 | 20.6798 | 21.9812 | 23.2604 | 24.495 | 26.5767 | 29.1585 | 31.3769
27/11/1982 21:00:00 | 23.8771 | 26.3254 | 28.3188 | 31.4354 | 34.1958 | 39.421 | 44.9156 | 49.3505
27/11/1982 22:00:00 | 36.1084 | 43.3031 | 46.3107 | 51.8867 | 56.3491 | 64.5883 | 71.3859 | 76.4968
27/11/1982 23:00:00 | 60.0453 | 70.7129 | 74.5786 | 80.7112 | 84.5213 | 91.0109 | 95.403 | 98.304
28/11/1982 00:00:00 | 82.1781 | 89.0075 | 90.5506 | 93.3094 | 95.2757 | 98.7023 | 101.836 | 103.9389
28/11/1982 01:00:00 | 87.1472 | 90.5961 | 91.6125 | 93.3167 | 95.1647 | 99.0378 | 101.7538 | 104.0041
28/11/1982 02:00:00 | 83.4466 | 86.4238 | 88.7944 | 91.0993 | 92.6239 | 95.4869 | 96.5984 | 97.9852
28/11/1982 03:00:00 | 80.4627 | 81.7857 | 83.7082 | 84.3104 | 84.3268 | 84.0606 | 82.9248 | 82.6817
28/11/1982 04:00:00 | 74.1903 | 74.3934 | 75.2127 | 74.7597 | 73.8223 | 71.6271 | 68.8693 | 67.071
28/11/1982 05:00:00 | 69.4688 | 70.0233 | 70.127 | 69.615 | 68.8215 | 66.3127 | 62.9604 | 60.1564
28/11/1982 06:00:00 | 66.793 | 68.187 | 68.2369 | 68.0542 | 67.8396 | 66.1334 | 63.5744 | 61.0879
28/11/1982 07:00:00 | 64.4552 | 65.9949 | 65.6011 | 64.8962 | 64.0464 | 61.9011 | 59.6951 | 57.7396
28/11/1982 08:00:00 | 58.6625 | 59.5805 | 58.417 | 56.903 | 55.4763 | 53.1414 | 51.7535 | 50.7442
28/11/1982 09:00:00 | 51.488 | 52.1152 | 51.2519 | 50.0057 | 49.0151 | 47.7667 | 47.3715 | 47.2956
28/11/1982 10:00:00 | 44.4742 | 45.9366 | 46.3591 | 46.5132 | 46.4696 | 47.2289 | 47.7957 | 48.8295
28/11/1982 11:00:00 | 41.1129 | 42.3403 | 43.2463 | 43.6966 | 43.7694 | 44.5967 | 45.1715 | 46.3514
28/11/1982 12:00:00 | 39.9523 | 39.6343 | 39.8837 | 39.5827 | 39.3802 | 39.2268 | 38.9588 | 39.1018
28/11/1982 13:00:00 | 35.6393 | 35.5385 | 35.4301 | 35.2138 | 35.1042 | 34.6978 | 34.1163 | 33.5874
28/11/1982 14:00:00 | 31.043 | 31.4965 | 31.4065 | 31.4633 | 31.4419 | 31.195 | 30.9894 | 30.6454
28/11/1982 15:00:00 | 28.3718 | 28.8674 | 28.8158 | 29.0801 | 29.5574 | 30.0498 | 30.4911 | 30.4957
28/11/1982 16:00:00 | 26.6911 | 27.4659 | 27.4039 | 28.174 | 29.3948 | 30.6854 | 32.0095 | 32.229
28/11/1982 17:00:00 | 29.7557 | 31.3419 | 31.0371 | 31.6786 | 32.4847 | 33.1415 | 34.1155 | 34.0396
28/11/1982 18:00:00 | 35.1583 | 36.7145 | 36.5904 | 36.9099 | 37.3151 | 37.5168 | 38.4463 | 38.6258
28/11/1982 19:00:00 | 31.6038 | 33.8482 | 35.0728 | 37.1584 | 39.0616 | 41.7841 | 44.2801 | 45.7666
28/11/1982 20:00:00 | 24.8945 | 27.2447 | 28.3465 | 30.3931 | 31.7787 | 34.1033 | 37.0656 | 39.2463
28/11/1982 21:00:00 | 16.8587 | 18.3549 | 18.821 | 20.5067 | 22.3971 | 25.6297 | 29.5077 | 31.9838
28/11/1982 22:00:00 | 10.8316 | 14.7148 | 16.5666 | 20.567 | 24.3517 | 30.6322 | 35.7206 | 38.7781
28/11/1982 23:00:00 | 13.5252 | 21.0286 | 23.7472 | 29.1005 | 33.0101 | 39.0097 | 43.1544 | 44.8117
29/11/1982 00:00:00 | 19.7882 | 26.951 | 29.0631 | 33.4249 | 35.7832 | 39.8246 | 41.7774 | 42.274
29/11/1982 01:00:00 | 21.7773 | 26.9454 | 28.1764 | 30.9089 | 32.1544 | 34.2002 | 35.4014 | 35.93
29/11/1982 02:00:00 | 20.5004 | 24.0993 | 24.1084 | 24.6738 | 25.0279 | 25.6056 | 26.8093 | 27.4252
29/11/1982 03:00:00 | 17.9325 | 20.3831 | 19.4673 | 18.8981 | 19.0761 | 19.5568 | 20.9557 | 21.9144
29/11/1982 04:00:00 | 18.7679 | 21.3956 | 21.0045 | 21.2392 | 22.395 | 24.7551 | 26.8108 | 28.682
29/11/1982 05:00:00 | 26.2701 | 30.3915 | 31.2295 | 32.9278 | 34.6092 | 38.101 | 39.1079 | 40.1043
29/11/1982 06:00:00 | 35.0348 | 40.0089 | 40.3698 | 41.0225 | 40.6045 | 40.0755 | 37.822 | 36.3476
29/11/1982 07:00:00 | 34.7577 | 41.6231 | 40.8106 | 39.9243 | 38.3407 | 35.8059 | 33.565 | 31.9401
29/11/1982 08:00:00 | 18.536 | 31.2458 | 33.4762 | 37.1233 | 36.2063 | 35.0221 | 32.9081 | 31.3429
29/11/1982 09:00:00 | 1.8361 | 10.8005 | 16.6283 | 27.3082 | 29.5199 | 33.4466 | 31.7028 | 30.2373
29/11/1982 10:00:00 | 0 | 0 | 2.2687 | 11.3013 | 16.8977 | 28.3721 | 29.7994 | 29.8954
29/11/1982 11:00:00 | 0 | 0 | 0 | 0.85623 | 5.3493 | 18.4926 | 25.0223 | 29.4408
29/11/1982 12:00:00 | 0 | 0 | 0 | 0 | 0 | 8.8947 | 18.6805 | 27.1498
29/11/1982 13:00:00 | 0 | 0 | 0 | 0 | 0 | 2.53 | 10.6683 | 20.2783
29/11/1982 14:00:00 | 0 | 0 | 0 | 0 | 0 | 0 | 4.3597 | 12.5702
29/11/1982 15:00:00 | 0 | 0 | 0 | 0 | 0 | 0 | 2.592 | 10.7215
29/11/1982 16:00:00 | 0 | 0 | 0 | 0 | 0 | 0 | 3.2399 | 9.8939
29/11/1982 17:00:00 | 2.2779 | 1.3089 | 0.78487 | 0.23714 | 0.19429 | 0.84931 | 4.0687 | 7.8567
29/11/1982 18:00:00 | 10.9762 | 10.3272 | 10.3486 | 9.8988 | 9.1774 | 9.2463 | 10.6858 | 12.8476
29/11/1982 19:00:00 | 17.4739 | 18.3572 | 18.91 | 19.7528 | 20.1272 | 20.9661 | 22.0537 | 22.8798
29/11/1982 20:00:00 | 16.9672 | 17.5194 | 17.2554 | 17.8106 | 18.8256 | 19.8687 | 21.1482 | 21.4155
29/11/1982 21:00:00 | 13.3361 | 13.2897 | 12.6613 | 12.523 | 12.9088 | 12.9883 | 13.7832 | 13.8027
29/11/1982 22:00:00 | 9.0002 | 8.9539 | 8.3759 | 8.1308 | 8.2791 | 8.0907 | 8.5366 | 8.4233
29/11/1982 23:00:00 | 6.5515 | 6.6387 | 6.2475 | 6.1883 | 6.3579 | 6.2152 | 6.4821 | 6.265
30/11/1982 00:00:00 | 6.9134 | 7.0269 | 6.6937 | 6.6407 | 6.7407 | 6.4813 | 6.5382 | 6.1858
30/11/1982 01:00:00 | 8.8518 | 8.6849 | 8.2168 | 7.9118 | 7.8294 | 7.275 | 7.1336 | 6.6624
30/11/1982 02:00:00 | 11.4662 | 11.2617 | 10.5656 | 10.0753 | 9.8623 | 8.9746 | 8.5902 | 7.9125
30/11/1982 03:00:00 | 14.9562 | 14.942 | 14.0939 | 13.6201 | 13.4331 | 12.3439 | 11.6741 | 10.5452
30/11/1982 04:00:00 | 19.5778 | 19.4927 | 18.4756 | 17.7481 | 17.4236 | 15.8544 | 14.8785 | 13.5229
30/11/1982 05:00:00 | 23.8552 | 23.5028 | 22.5736 | 21.6972 | 21.1964 | 19.4056 | 18.3262 | 16.8426
30/11/1982 06:00:00 | 28.5034 | 28.8159 | 28.3895 | 27.7813 | 27.2458 | 25.5107 | 24.2392 | 22.7406
30/11/1982 07:00:00 | 30.7498 | 32.4147 | 32.411 | 32.4312 | 32.1843 | 30.7901 | 29.4692 | 27.92
30/11/1982 08:00:00 | 31.7964 | 33.5277 | 33.533 | 33.6857 | 33.6094 | 32.8182 | 31.9346 | 30.8689
30/11/1982 09:00:00 | 35.4868 | 37.4889 | 37.4411 | 37.7828 | 37.8036 | 37.0798 | 36.7075 | 35.8829
30/11/1982 10:00:00 | 39.9163 | 42.0813 | 41.5155 | 41.6594 | 41.3736 | 40.5625 | 40.5109 | 40.0191
30/11/1982 11:00:00 | 42.4968 | 44.3314 | 43.2736 | 42.9983 | 42.1314 | 40.7265 | 40.2491 | 39.623
30/11/1982 12:00:00 | 46.8262 | 48.7302 | 47.261 | 46.6535 | 45.599 | 43.3985 | 42.4762 | 41.0921
30/11/1982 13:00:00 | 54.1662 | 56.0206 | 54.716 | 53.9466 | 53.423 | 50.6811 | 49.4028 | 47.06
30/11/1982 14:00:00 | 61.2886 | 63.9126 | 63.9158 | 63.7902 | 63.9211 | 61.2524 | 59.8406 | 57.2827
30/11/1982 15:00:00 | 67.6918 | 70.2854 | 72.2004 | 73.4977 | 74.0162 | 72.5518 | 71.7559 | 70.534
30/11/1982 16:00:00 | 77.6208 | 79.2678 | 81.4994 | 83.1966 | 84.2591 | 84.4258 | 84.3003 | 83.6985
30/11/1982 17:00:00 | 97.6227 | 98.8854 | 100.3404 | 101.8295 | 102.0509 | 101.1654 | 99.4928 | 97.6626
30/11/1982 18:00:00 | 118.3143 | 120.6526 | 122.7634 | 124.6652 | 122.956 | 119.9379 | 115.992 | 113.3604
30/11/1982 19:00:00 | 118.4601 | 121.4126 | 126.2427 | 131.0682 | 130.6766 | 130.3394 | 126.6316 | 125.227
30/11/1982 20:00:00 | 102.6671 | 104.6274 | 110.8566 | 117.2678 | 119.4416 | 124.0927 | 123.565 | 124.885
30/11/1982 21:00:00 | 94.4344 | 94.255 | 96.9397 | 100.2678 | 102.2453 | 107.3086 | 108.9487 | 111.8021
30/11/1982 22:00:00 | 94.5869 | 92.9823 | 92.0621 | 92.5128 | 93.3103 | 95.6964 | 97.6228 | 99.4598
30/11/1982 23:00:00 | 97.0945 | 95.0955 | 92.9133 | 91.9385 | 91.9148 | 91.0123 | 92.3732 | 92.4517
01/12/1982 00:00:00 | 100.0517 | 98.4291 | 97.1358 | 96.4019 | 96.209 | 93.8959 | 93.5747 | 91.97
01/12/1982 01:00:00 | 100.3667 | 100.8608 | 101.373 | 102.5059 | 102.6974 | 101.6151 | 101 | 99.6382
01/12/1982 02:00:00 | 103.0705 | 105.5643 | 106.4539 | 109.0127 | 109.645 | 109.8081 | 109.1564 | 107.8412
01/12/1982 03:00:00 | 113.2301 | 117.2291 | 117.3868 | 119.5897 | 120.2265 | 119.9208 | 118.5285 | 116.0882
01/12/1982 04:00:00 | 130.2896 | 133.1916 | 133.4405 | 134.7758 | 134.2595 | 131.9067 | 128.7522 | 125.467
01/12/1982 05:00:00 | 138.9874 | 137.9512 | 138.8096 | 138.7039 | 136.3973 | 133.0615 | 129.3319 | 127.2444
01/12/1982 06:00:00 | 137.3549 | 133.061 | 133.451 | 132.04 | 129.0416 | 126.2058 | 123.2069 | 122.5606
01/12/1982 07:00:00 | 138.6659 | 132.1665 | 132.3792 | 129.7713 | 126.8911 | 124.249 | 121.0772 | 120.6439
01/12/1982 08:00:00 | 131.1304 | 123.8561 | 126.1669 | 124.7731 | 122.3589 | 121.6605 | 120.1478 | 122.562
01/12/1982 09:00:00 | 113.4926 | 107.6566 | 112.3567 | 114.0303 | 112.8248 | 115.7236 | 116.7411 | 122.1606
01/12/1982 10:00:00 | 100.9525 | 99.5042 | 103.9992 | 108.4569 | 110.1225 | 116.2893 | 119.6212 | 125.1707
01/12/1982 11:00:00 | 102.7319 | 105.307 | 110.0423 | 116.3816 | 120.3552 | 127.6978 | 133.7094 | 139.0069
01/12/1982 12:00:00 | 110.0329 | 114.5268 | 119.4948 | 125.6699 | 130.3212 | 137.6647 | 143.9521 | 148.3907
01/12/1982 13:00:00 | 108.5684 | 111.472 | 117.3921 | 123.1498 | 127.0377 | 133.6836 | 139.6734 | 144.6138
01/12/1982 14:00:00 | 101.319 | 102.2183 | 108.1483 | 113.3753 | 116.8678 | 123.1159 | 129.1816 | 135.8949
01/12/1982 15:00:00 | 102.4475 | 103.1406 | 110.0051 | 115.5885 | 119.0404 | 125.7646 | 130.4051 | 136.5264
01/12/1982 16:00:00 | 119.6071 | 120.8163 | 128.632 | 135.7331 | 139.1555 | 145.9567 | 147.0175 | 150.362
01/12/1982 17:00:00 | 149.6577 | 151.6234 | 159.7473 | 167.0102 | 170.2993 | 176.6098 | 176.8864 | 179.1111
01/12/1982 18:00:00 | 170.5346 | 174.1789 | 180.861 | 187.7296 | 192.3963 | 200.1967 | 202.9385 | 205.5188
01/12/1982 19:00:00 | 164.9193 | 168.3906 | 173.2613 | 178.3244 | 182.5596 | 189.7829 | 194.3873 | 198.2508
01/12/1982 20:00:00 | 150.6153 | 151.4993 | 154.1068 | 156.4411 | 158.7358 | 163.0518 | 166.7765 | 170.0476
01/12/1982 21:00:00 | 140.4372 | 138.9327 | 139.9701 | 140.4695 | 141.9869 | 144.6854 | 147.7484 | 150.2114
01/12/1982 22:00:00 | 124.3122 | 121.1381 | 121.3175 | 120.8966 | 122.2451 | 124.7675 | 128.338 | 131.456
01/12/1982 23:00:00 | 109.2704 | 105.0219 | 104.067 | 102.7616 | 103.6188 | 105.9887 | 109.5013 | 112.7173
02/12/1982 00:00:00 | 103.3461 | 99.8935 | 98.3959 | 96.4377 | 96.9351 | 99.1603 | 101.8057 | 104.7287
02/12/1982 01:00:00 | 95.2063 | 92.6274 | 92.7523 | 90.9844 | 90.608 | 91.8606 | 94.3087 | 97.8805
02/12/1982 02:00:00 | 74.6384 | 73.7428 | 78.1171 | 79.308 | 78.6481 | 80.2178 | 81.6374 | 85.7573
02/12/1982 03:00:00 | 51.2838 | 50.6523 | 57.0453 | 61.1711 | 61.4795 | 66.0265 | 67.7673 | 73.7187
02/12/1982 04:00:00 | 40.9146 | 39.38 | 43.6567 | 45.782 | 45.4892 | 50.0311 | 52.135 | 58.327
02/12/1982 05:00:00 | 39.0449 | 36.7176 | 38.2733 | 37.9477 | 36.4438 | 39.0486 | 39.9207 | 44.4138
02/12/1982 06:00:00 | 36.4308 | 33.7672 | 33.4813 | 31.9303 | 30.3657 | 31.7573 | 31.9844 | 34.9288
02/12/1982 07:00:00 | 34.6201 | 32.3815 | 30.6269 | 28.1377 | 26.5969 | 26.8384 | 26.897 | 28.7267
02/12/1982 08:00:00 | 35.4798 | 34.5703 | 32.7799 | 30.3708 | 28.7071 | 27.6558 | 27.2778 | 27.931
02/12/1982 09:00:00 | 33.0028 | 33.359 | 33.3133 | 32.1377 | 31.0153 | 29.7169 | 29.5096 | 29.9719
02/12/1982 10:00:00 | 23.8281 | 24.6765 | 25.8217 | 25.8522 | 25.1592 | 24.4676 | 24.5208 | 25.2536
02/12/1982 11:00:00 | 14.1518 | 15.1347 | 16.4007 | 16.7178 | 16.1158 | 15.452 | 15.2089 | 15.6861
02/12/1982 12:00:00 | 7.0045 | 7.7039 | 8.8559 | 9.4449 | 9.2953 | 9.2587 | 9.2025 | 9.7309
02/12/1982 13:00:00 | 3.731 | 4.1826 | 5.2732 | 5.986 | 6.121 | 6.6576 | 6.8109 | 7.4082
02/12/1982 14:00:00 | 4.7073 | 4.8345 | 5.1936 | 5.435 | 5.4598 | 5.6756 | 5.5712 | 5.6988
02/12/1982 15:00:00 | 9.0443 | 8.5379 | 8.3736 | 8.0427 | 7.7629 | 7.3559 | 6.9582 | 6.736
02/12/1982 16:00:00 | 14.3544 | 13.3415 | 12.9009 | 12.1914 | 11.6801 | 11.1638 | 10.8046 | 10.7491
02/12/1982 17:00:00 | 17.3033 | 16.5656 | 15.7298 | 14.6611 | 13.9805 | 13.4824 | 13.2034 | 13.255
02/12/1982 18:00:00 | 20.2001 | 19.5118 | 18.4661 | 17.0433 | 15.9275 | 14.616 | 13.9976 | 13.7632
02/12/1982 19:00:00 | 22.5119 | 22.2396 | 21.3401 | 20.0998 | 18.9972 | 17.2401 | 16.1226 | 15.2993
02/12/1982 20:00:00 | 21.6493 | 21.9106 | 21.216 | 20.3398 | 19.3936 | 17.5934 | 16.3403 | 15.2236
02/12/1982 21:00:00 | 16.9375 | 17.2386 | 16.491 | 15.7856 | 14.979 | 13.5795 | 12.9325 | 12.217
02/12/1982 22:00:00 | 9.5052 | 9.7446 | 9.141 | 8.8025 | 8.4795 | 7.9689 | 7.878 | 7.694
02/12/1982 23:00:00 | 5.2407 | 5.2965 | 4.8335 | 4.48 | 4.3012 | 4.1749 | 4.215 | 4.2259
03/12/1982 00:00:00 | 2.9521 | 2.6181 | 2.1055 | 1.6757 | 1.5197 | 1.4012 | 1.3456 | 1.3398
03/12/1982 01:00:00 | 1.6246 | 1.1893 | 0.75171 | 0.24693 | 0 | 0 | 0 | 0
03/12/1982 02:00:00 | 1.7165 | 1.2331 | 0.52605 | 0 | 0 | 0 | 0 | 0
03/12/1982 03:00:00 | 3.5814 | 2.9368 | 1.6677 | 0.91842 | 0.35103 | 0 | 0 | 0
03/12/1982 04:00:00 | 5.6334 | 5.2849 | 4.0272 | 2.9899 | 2.2679 | 1.2386 | 0.58249 | 0
03/12/1982 05:00:00 | 5.4912 | 5.2378 | 4.3428 | 3.5657 | 2.979 | 1.8343 | 1.2327 | 0.58589
03/12/1982 06:00:00 | 4.6913 | 4.0626 | 3.2825 | 2.3778 | 1.7021 | 0.95823 | 0.38503 | 0
03/12/1982 07:00:00 | 3.2732 | 2.2399 | 1.5626 | 0.8696 | 0.23554 | 0 | 0 | 0
03/12/1982 08:00:00 | 1.2588 | 0.55431 | 0 | 0 | 0 | 0 | 0 | 0
03/12/1982 09:00:00 | 0 | 0 | 0 | 0 | 0 | 0 | 0 | 0
03/12/1982 10:00:00 | 0 | 0 | 0 | 0 | 0 | 0 | 0 | 0
03/12/1982 11:00:00 | 0 | 0 | 0 | 0 | 0 | 0 | 0 | 0
03/12/1982 12:00:00 | 0 | 0 | 0 | 0 | 0 | 0 | 0 | 0
03/12/1982 13:00:00 | 0 | 0 | 0 | 0 | 0 | 0 | 0 | 0
03/12/1982 14:00:00 | 0 | 0 | 0 | 0 | 0 | 0 | 0 | 0
03/12/1982 15:00:00 | 0 | 0 | 0 | 0 | 0 | 0 | 0 | 0
03/12/1982 16:00:00 | 0 | 0 | 0 | 0 | 0 | 0 | 0 | 0
03/12/1982 17:00:00 | 0 | 0 | 0 | 0 | 0 | 0 | 0 | 0
03/12/1982 18:00:00 | 0 | 0 | 0 | 0 | 0 | 0 | 0 | 0
03/12/1982 19:00:00 | 0 | 0 | 0 | 0 | 0 | 0 | 0 | 0
03/12/1982 20:00:00 | 0 | 0 | 0 | 0 | 0 | 0 | 0 | 0
03/12/1982 21:00:00 | 0 | 0 | 0 | 0 | 0 | 0 | 0 | 0
03/12/1982 22:00:00 | 0 | 0 | 0 | 0 | 0 | 0 | 0 | 0
03/12/1982 23:00:00 | 0 | 0 | 0 | 0 | 0 | 0 | 0 | 0
04/12/1982 00:00:00 | 0 | 0 | 0 | 0 | 0 | 0 | 0 | 0
04/12/1982 01:00:00 | 0 | 0 | 0 | 0 | 0 | 0 | 0 | 0
04/12/1982 02:00:00 | 0 | 0 | 0 | 0 | 0 | 0 | 0 | 0
04/12/1982 03:00:00 | 0 | 0 | 0 | 0 | 0 | 0 | 0 | 0
04/12/1982 04:00:00 | 0 | 0 | 0 | 0 | 0 | 0 | 0 | 0
04/12/1982 05:00:00 | 0 | 0 | 0 | 0 | 0 | 0 | 0 | 0
04/12/1982 06:00:00 | 0 | 0 | 0 | 0 | 0 | 0 | 0 | 0
04/12/1982 07:00:00 | 0 | 0 | 0 | 0 | 0 | 0 | 0 | 0
04/12/1982 08:00:00 | 1.4508 | 1.7379 | 1.3098 | 1.2907 | 1.4708 | 1.5057 | 1.7046 | 1.5014
04/12/1982 09:00:00 | 7.1417 | 7.8801 | 7.1524 | 7.1972 | 7.7048 | 7.9708 | 8.4621 | 8.1217
04/12/1982 10:00:00 | 14.3712 | 16.2661 | 15.6274 | 16.0363 | 17.0861 | 17.7199 | 18.6654 | 18.2454
04/12/1982 11:00:00 | 21.0477 | 23.9463 | 24.2269 | 25.3716 | 26.4521 | 27.3527 | 28.6219 | 28.5601
04/12/1982 12:00:00 | 26.3958 | 30.7143 | 31.5861 | 33.5261 | 34.868 | 36.7436 | 38.3586 | 38.7858
04/12/1982 13:00:00 | 34.727 | 39.5404 | 40.5274 | 42.4111 | 43.5005 | 44.9682 | 45.8628 | 46.117
04/12/1982 14:00:00 | 42.6269 | 46.3303 | 47.3152 | 48.8629 | 49.6191 | 50.6835 | 51.0509 | 51.1282
04/12/1982 15:00:00 | 49.4581 | 52.6714 | 53.7507 | 55.2308 | 56.0759 | 57.4103 | 57.645 | 57.8476
04/12/1982 16:00:00 | 61.8734 | 63.7985 | 64.0463 | 64.4699 | 64.64 | 64.9771 | 64.6317 | 64.5133
04/12/1982 17:00:00 | 78.805 | 80.5456 | 79.396 | 78.4677 | 77.7663 | 76.0234 | 74.943 | 73.6315
04/12/1982 18:00:00 | 95.549 | 99.0765 | 97.6985 | 96.6847 | 95.6058 | 92.4826 | 90.5082 | 87.9554
04/12/1982 19:00:00 | 104.3443 | 110.372 | 110.3281 | 110.844 | 110.0576 | 107.0092 | 104.6646 | 101.9758
04/12/1982 20:00:00 | 105.5292 | 112.0982 | 113.6214 | 115.327 | 114.4929 | 113.0404 | 111.3363 | 110.1437
04/12/1982 21:00:00 | 109.764 | 116.6925 | 117.5311 | 118.5209 | 117.6067 | 116.1485 | 114.9525 | 114.0963
04/12/1982 22:00:00 | 120.0172 | 128.8441 | 129.3829 | 130.4279 | 129.9814 | 127.3055 | 125.6015 | 123.1775
04/12/1982 23:00:00 | 125.4317 | 134.9835 | 136.2891 | 137.507 | 136.8488 | 133.8013 | 130.9098 | 127.7849
05/12/1982 00:00:00 | 117.7803 | 124.8058 | 127.8235 | 130.3264 | 130.4481 | 128.4335 | 126.3095 | 124.2737
05/12/1982 01:00:00 | 107.9559 | 113.6469 | 118.5297 | 122.5242 | 123.05 | 123.8268 | 124.0346 | 124.9537
05/12/1982 02:00:00 | 107.8193 | 112.1723 | 115.8235 | 118.9863 | 119.4612 | 122.001 | 122.8889 | 125.1777
05/12/1982 03:00:00 | 113.9363 | 117.7269 | 120.5839 | 122.923 | 123.8911 | 126.4505 | 127.4276 | 129.4901
05/12/1982 04:00:00 | 127.8578 | 132.6244 | 136.0343 | 139.1878 | 140.6612 | 142.9948 | 144.434 | 146.001
05/12/1982 05:00:00 | 151.843 | 157.3576 | 160.2987 | 163.8598 | 166.4174 | 169.4398 | 172.1615 | 173.6404
05/12/1982 06:00:00 | 177.6743 | 185.216 | 189.8531 | 195.1852 | 198.7242 | 203.5158 | 206.6051 | 208.6265
05/12/1982 07:00:00 | 203.5118 | 212.322 | 217.3526 | 223.0382 | 225.8864 | 228.4013 | 229.2811 | 230.0673
05/12/1982 08:00:00 | 226.5647 | 230.6384 | 232.8766 | 235.316 | 236.4178 | 237.5 | 237.5 | 237.5
05/12/1982 09:00:00 | 233.3888 | 237.5 | 237.5 | 237.5 | 237.5 | 237.5 | 237.5 | 237.5
05/12/1982 10:00:00 | 235.9991 | 237.5 | 237.5 | 237.5 | 237.5 | 237.5 | 237.5 | 237.5
05/12/1982 11:00:00 | 237.5 | 237.5 | 237.5 | 237.5 | 237.5 | 237.5 | 237.5 | 237.5
05/12/1982 12:00:00 | 237.5 | 237.5 | 237.5 | 237.5 | 237.5 | 237.5 | 237.5 | 237.5
05/12/1982 13:00:00 | 235.9303 | 237.5 | 237.5 | 237.5 | 237.5 | 237.5 | 237.5 | 237.5
05/12/1982 14:00:00 | 234.2997 | 237.5 | 237.5 | 237.5 | 237.5 | 237.5 | 237.5 | 237.5
05/12/1982 15:00:00 | 234.4277 | 237.5 | 237.5 | 237.5 | 237.5 | 237.5 | 237.5 | 237.5
05/12/1982 16:00:00 | 229.423 | 233.0144 | 234.1497 | 234.3798 | 233.2394 | 231.5471 | 230.1063 | 229.6819
05/12/1982 17:00:00 | 209.1423 | 214.8101 | 216.8176 | 215.8912 | 212.7168 | 206.8812 | 200.7814 | 197.4496
05/12/1982 18:00:00 | 201.452 | 207.4516 | 210.9084 | 211.4389 | 209.3523 | 203.6635 | 192.4817 | 185.0527
05/12/1982 19:00:00 | 171.4348 | 175.5703 | 184.8768 | 189.8734 | 187.4493 | 182.3648 | 152.7118 | 136.42
05/12/1982 20:00:00 | 129.4108 | 127.5756 | 128.8972 | 126.8687 | 117.044 | 97.0872 | 60.6011 | 41.6698
05/12/1982 21:00:00 | 93.9618 | 92.6622 | 91.419 | 87.2571 | 77.8724 | 60.0638 | 36.5808 | 24.4592
05/12/1982 22:00:00 | 48.0436 | 45.2653 | 45.9608 | 43.8411 | 38.8591 | 33.1751 | 26.4598 | 23.9253
05/12/1982 23:00:00 | 23.3956 | 20.3297 | 19.9017 | 17.8028 | 14.7736 | 12.1033 | 9.7585 | 9.3477
06/12/1982 00:00:00 | 7.9799 | 6.5226 | 6.6027 | 5.6942 | 4.4805 | 2.4204 | 0.48187 | 0
06/12/1982 01:00:00 | 0 | 0 | 0 | 0 | 0 | 0 | 0 | 0
06/12/1982 02:00:00 | 0 | 0 | 0 | 0 | 0 | 0 | 0 | 0
06/12/1982 03:00:00 | 0 | 0 | 0 | 0 | 0 | 0.69211 | 7.0383 | 17.4545
06/12/1982 04:00:00 | 0 | 0 | 0 | 0 | 1.8953 | 15.1673 | 26.4622 | 43.1163
06/12/1982 05:00:00 | 0 | 0 | 1.2272 | 9.4744 | 18.3069 | 39.0364 | 50.6221 | 64.5105
06/12/1982 06:00:00 | 5.5923 | 13.1082 | 21.2395 | 33.7095 | 43.4455 | 61.0629 | 66.3934 | 70.5394
06/12/1982 07:00:00 | 28.4843 | 38.9987 | 45.3284 | 54.9855 | 59.8878 | 66.0122 | 66.1587 | 65.1412
06/12/1982 08:00:00 | 46.107 | 52.721 | 54.1016 | 56.9503 | 57.8929 | 57.4106 | 56.2161 | 53.9063
06/12/1982 09:00:00 | 52.015 | 53.912 | 52.4559 | 51.7725 | 51.481 | 49.7221 | 48.6682 | 46.7422
06/12/1982 10:00:00 | 52.8306 | 52.8809 | 51.0068 | 49.8123 | 49.3934 | 47.7583 | 46.727 | 45.1494
06/12/1982 11:00:00 | 50.8387 | 51.268 | 49.8184 | 49.2436 | 48.8895 | 47.5712 | 46.7829 | 45.4418
06/12/1982 12:00:00 | 46.5827 | 48.1011 | 47.7392 | 48.0887 | 47.9513 | 47.7649 | 47.8411 | 47.6795
06/12/1982 13:00:00 | 42.9569 | 45.6172 | 46.685 | 48.0931 | 48.2623 | 48.3516 | 48.3397 | 48.3183
06/12/1982 14:00:00 | 42.7853 | 45.8352 | 46.4555 | 47.2469 | 47.0234 | 45.8564 | 45.1965 | 44.3785
06/12/1982 15:00:00 | 43.2144 | 45.1095 | 44.4721 | 43.9472 | 43.2115 | 41.7402 | 41.2837 | 40.6984
06/12/1982 16:00:00 | 41.1282 | 42.1636 | 41.496 | 40.874 | 40.2363 | 39.4509 | 39.5431 | 39.7212
06/12/1982 17:00:00 | 42.6401 | 43.6579 | 43.5238 | 43.3974 | 43.2567 | 43.3032 | 43.7473 | 44.3487
06/12/1982 18:00:00 | 47.9829 | 49.2674 | 49.6853 | 49.9792 | 50.0225 | 50.2457 | 51.1162 | 52.1255
06/12/1982 19:00:00 | 52.2512 | 54.1715 | 54.269 | 54.6285 | 55.2021 | 55.1392 | 55.6033 | 55.3766
06/12/1982 20:00:00 | 47.6589 | 50.6483 | 50.3635 | 50.724 | 51.4183 | 50.7555 | 49.8831 | 48.0027
06/12/1982 21:00:00 | 35.2428 | 38.0061 | 37.6527 | 38.3734 | 39.1059 | 38.8475 | 37.8423 | 36.0637
06/12/1982 22:00:00 | 28.9623 | 31.3014 | 29.6498 | 29.2762 | 29.3965 | 29.1864 | 29.2733 | 28.5931
06/12/1982 23:00:00 | 26.6139 | 30.1995 | 29.0829 | 29.3895 | 29.0039 | 27.4917 | 26.4442 | 24.841
07/12/1982 00:00:00 | 22.91 | 26.3856 | 27.0678 | 29.5822 | 31.1486 | 31.8684 | 31.01 | 29.0121
07/12/1982 01:00:00 | 20.2426 | 22.6362 | 22.7611 | 24.3154 | 26.3544 | 29.0874 | 31.1777 | 31.5816
07/12/1982 02:00:00 | 19.6052 | 21.8382 | 21.4761 | 22.3815 | 23.7331 | 25.2321 | 26.7912 | 27.0344
07/12/1982 03:00:00 | 20.9532 | 23.7031 | 23.75 | 24.9133 | 25.9499 | 26.9788 | 27.6266 | 27.2472
07/12/1982 04:00:00 | 26.192 | 28.9052 | 29.757 | 31.4426 | 32.2925 | 33.4472 | 33.5371 | 33.3299
07/12/1982 05:00:00 | 38.8991 | 42.314 | 43.2867 | 45.4304 | 46.5499 | 48.4504 | 48.1416 | 47.7209
07/12/1982 06:00:00 | 55.648 | 61.5276 | 62.612 | 65.4687 | 66.5777 | 67.4546 | 66.6635 | 65.1673
07/12/1982 07:00:00 | 72.9155 | 81.8136 | 84.4312 | 88.6228 | 89.5439 | 89.4232 | 89.0486 | 87.6041
07/12/1982 08:00:00 | 97.43 | 108.6541 | 113.0564 | 119.4504 | 120.7799 | 120.9823 | 121.5262 | 120.4378
07/12/1982 09:00:00 | 124.7154 | 139.0491 | 144.6768 | 150.8534 | 151.7714 | 151.5644 | 152.263 | 151.9722
07/12/1982 10:00:00 | 146.0905 | 158.3032 | 164.4579 | 169.2759 | 170.3779 | 172.5807 | 174.9754 | 177.925
07/12/1982 11:00:00 | 147.7534 | 157.0723 | 164.2903 | 169.7098 | 172.505 | 179.53 | 184.1561 | 190.3631
07/12/1982 12:00:00 | 134.2521 | 144.1706 | 152.1644 | 159.0731 | 163.7847 | 174.5902 | 181.6085 | 190.0157
07/12/1982 13:00:00 | 120.9121 | 130.6148 | 138.1531 | 145.4925 | 150.4604 | 162.3862 | 169.9173 | 178.5127
07/12/1982 14:00:00 | 135.5869 | 147.0682 | 151.2038 | 157.377 | 162.3551 | 171.3831 | 177.6069 | 182.714
07/12/1982 15:00:00 | 188.1264 | 202.6467 | 203.9296 | 208.2054 | 213.6511 | 220.5742 | 227.1046 | 228.4266
07/12/1982 16:00:00 | 234.6625 | 237.5 | 237.5 | 237.5 | 237.5 | 237.5 | 237.5 | 237.5
07/12/1982 17:00:00 | 237.5 | 237.5 | 237.5 | 237.5 | 237.5 | 237.5 | 237.5 | 237.5
07/12/1982 18:00:00 | 237.5 | 237.5 | 237.5 | 237.5 | 237.5 | 237.5 | 237.5 | 237.5
07/12/1982 19:00:00 | 237.5 | 237.5 | 237.5 | 237.5 | 237.5 | 237.5 | 237.5 | 237.5
07/12/1982 20:00:00 | 227.2022 | 233.2516 | 237.3238 | 237.5 | 237.5 | 237.5 | 237.5 | 237.5
07/12/1982 21:00:00 | 220.952 | 229.3258 | 232.077 | 235.2952 | 236.9315 | 237.5 | 237.5 | 237.5
07/12/1982 22:00:00 | 211.0893 | 218.8317 | 221.3924 | 225.1748 | 226.1107 | 227.832 | 228.2103 | 228.8526
07/12/1982 23:00:00 | 229.8245 | 233.7041 | 233.5513 | 234.261 | 235.1662 | 234.7034 | 235.7175 | 235.0206
08/12/1982 00:00:00 | 237.5 | 237.5 | 237.5 | 237.5 | 237.5 | 237.5 | 237.5 | 237.5
08/12/1982 01:00:00 | 237.5 | 237.5 | 237.5 | 237.5 | 237.5 | 237.5 | 237.5 | 237.5
08/12/1982 02:00:00 | 237.5 | 237.5 | 237.5 | 237.5 | 237.5 | 237.5 | 237.5 | 237.5
08/12/1982 03:00:00 | 237.5 | 237.5 | 237.5 | 237.5 | 237.5 | 237.5 | 237.5 | 237.5
08/12/1982 04:00:00 | 237.5 | 237.5 | 237.5 | 237.5 | 237.5 | 237.5 | 237.5 | 237.5
08/12/1982 05:00:00 | 237.5 | 237.5 | 237.5 | 237.5 | 237.5 | 237.5 | 237.5 | 237.5
08/12/1982 06:00:00 | 237.5 | 237.5 | 237.5 | 237.5 | 237.5 | 237.5 | 237.5 | 237.5
08/12/1982 07:00:00 | 237.5 | 237.5 | 237.5 | 237.5 | 237.5 | 237.5 | 237.5 | 237.5
08/12/1982 08:00:00 | 237.5 | 237.5 | 237.5 | 237.5 | 237.5 | 237.5 | 237.5 | 237.5
08/12/1982 09:00:00 | 237.5 | 237.5 | 237.5 | 237.5 | 237.5 | 237.5 | 237.5 | 237.5
08/12/1982 10:00:00 | 237.5 | 237.5 | 237.5 | 237.5 | 237.5 | 237.5 | 237.5 | 237.5
08/12/1982 11:00:00 | 237.5 | 237.5 | 237.5 | 237.5 | 237.5 | 237.5 | 237.5 | 237.5
08/12/1982 12:00:00 | 237.5 | 237.5 | 237.5 | 237.5 | 237.5 | 237.5 | 237.5 | 237.5
08/12/1982 13:00:00 | 237.5 | 237.5 | 237.5 | 237.5 | 237.5 | 237.5 | 237.5 | 237.5
08/12/1982 14:00:00 | 237.5 | 237.5 | 237.5 | 237.5 | 237.5 | 237.5 | 237.5 | 237.5
08/12/1982 15:00:00 | 237.5 | 237.5 | 237.5 | 237.5 | 237.5 | 237.5 | 237.5 | 237.5
08/12/1982 16:00:00 | 237.5 | 237.5 | 237.5 | 237.5 | 237.5 | 237.5 | 237.5 | 237.5
08/12/1982 17:00:00 | 237.5 | 237.5 | 237.5 | 237.5 | 237.5 | 237.5 | 237.5 | 237.5
08/12/1982 18:00:00 | 237.5 | 237.5 | 237.5 | 237.5 | 237.5 | 237.5 | 237.5 | 237.5
08/12/1982 19:00:00 | 236.4024 | 237.5 | 237.5 | 237.5 | 237.5 | 237.5 | 237.5 | 237.5
08/12/1982 20:00:00 | 192.1377 | 200.8222 | 211.7453 | 220.9119 | 225.6658 | 232.81 | 236.9676 | 237.5
08/12/1982 21:00:00 | 190.6637 | 184.9288 | 184.0515 | 179.59 | 177.7349 | 181.9749 | 190.8969 | 203.7586
08/12/1982 22:00:00 | 215.7749 | 212.6814 | 205.3215 | 191.9059 | 179.7635 | 162.0639 | 157.9905 | 157.6203
08/12/1982 23:00:00 | 218.184 | 224.2431 | 221.9846 | 216.743 | 206.3482 | 184.3655 | 166.9221 | 153.4773
09/12/1982 00:00:00 | 215.0416 | 226.3579 | 227.6957 | 229.0225 | 227.9153 | 221.4594 | 208.9185 | 197.2609
09/12/1982 01:00:00 | 224.6815 | 232.3145 | 234.6301 | 237.5 | 237.5 | 237.5 | 237.5 | 235.9128
09/12/1982 02:00:00 | 231.3151 | 237.5 | 237.5 | 237.5 | 237.5 | 237.5 | 237.5 | 237.5
09/12/1982 03:00:00 | 230.6894 | 237.5 | 237.5 | 237.5 | 237.5 | 237.5 | 237.5 | 237.5
09/12/1982 04:00:00 | 237.5 | 237.5 | 237.5 | 237.5 | 237.5 | 237.5 | 237.5 | 237.5
09/12/1982 05:00:00 | 237.5 | 237.5 | 237.5 | 237.5 | 237.5 | 237.5 | 237.5 | 237.5
09/12/1982 06:00:00 | 237.5 | 237.5 | 237.5 | 237.5 | 237.5 | 237.5 | 237.5 | 237.5
09/12/1982 07:00:00 | 237.5 | 237.5 | 237.5 | 237.5 | 237.5 | 237.5 | 237.5 | 237.5
09/12/1982 08:00:00 | 237.5 | 237.5 | 237.5 | 237.5 | 237.5 | 237.5 | 237.5 | 237.5
09/12/1982 09:00:00 | 237.5 | 237.5 | 237.5 | 237.5 | 237.5 | 237.5 | 237.5 | 237.5
09/12/1982 10:00:00 | 237.5 | 237.5 | 237.5 | 237.5 | 237.5 | 237.5 | 237.5 | 237.5
09/12/1982 11:00:00 | 237.5 | 237.5 | 237.5 | 237.5 | 237.5 | 237.5 | 237.5 | 237.5
09/12/1982 12:00:00 | 237.5 | 237.5 | 237.5 | 237.5 | 237.5 | 237.5 | 237.5 | 237.5
09/12/1982 13:00:00 | 237.5 | 237.5 | 237.5 | 237.5 | 237.5 | 237.5 | 237.5 | 237.5
09/12/1982 14:00:00 | 237.5 | 237.5 | 237.5 | 237.5 | 237.5 | 237.5 | 237.5 | 237.5
09/12/1982 15:00:00 | 237.5 | 237.5 | 237.5 | 237.5 | 237.5 | 237.5 | 237.5 | 237.5
09/12/1982 16:00:00 | 226.828 | 224.2013 | 220.0476 | 216.3091 | 215.913 | 213.3298 | 212.4521 | 209.8256
09/12/1982 17:00:00 | 178.2438 | 184.4669 | 186.5424 | 187.8139 | 187.4559 | 188.0628 | 186.3997 | 186.6855
09/12/1982 18:00:00 | 143.4513 | 151.1649 | 152.6304 | 154.8661 | 154.1568 | 152.3326 | 149.7455 | 149.8819
09/12/1982 19:00:00 | 168.5563 | 175.4605 | 172.1398 | 173.9099 | 176.5839 | 176.0631 | 177.9034 | 176.3647
09/12/1982 20:00:00 | 237.5 | 237.5 | 237.5 | 237.5 | 237.5 | 237.5 | 237.5 | 237.5
09/12/1982 21:00:00 | 237.5 | 237.5 | 237.5 | 237.5 | 237.5 | 237.5 | 237.5 | 237.5
09/12/1982 22:00:00 | 237.5 | 237.5 | 237.5 | 237.5 | 237.5 | 237.5 | 237.5 | 237.5
09/12/1982 23:00:00 | 237.5 | 237.5 | 237.5 | 237.5 | 237.5 | 237.5 | 237.5 | 237.5
10/12/1982 00:00:00 | 237.5 | 237.5 | 237.5 | 237.5 | 237.5 | 237.5 | 237.5 | 237.5
10/12/1982 01:00:00 | 237.5 | 237.5 | 237.5 | 237.5 | 237.5 | 237.5 | 237.5 | 237.5
10/12/1982 02:00:00 | 237.5 | 237.5 | 237.5 | 237.5 | 237.5 | 237.5 | 237.5 | 237.5
10/12/1982 03:00:00 | 237.5 | 237.5 | 237.5 | 237.5 | 237.5 | 237.5 | 237.5 | 237.5
10/12/1982 04:00:00 | 237.5 | 237.5 | 237.5 | 237.5 | 237.5 | 237.5 | 237.5 | 237.5
10/12/1982 05:00:00 | 237.5 | 237.5 | 237.5 | 237.5 | 237.5 | 237.5 | 237.5 | 237.5
10/12/1982 06:00:00 | 237.5 | 237.5 | 237.5 | 237.5 | 237.5 | 237.5 | 237.5 | 237.5
10/12/1982 07:00:00 | 237.5 | 237.5 | 237.5 | 237.5 | 237.5 | 237.5 | 237.5 | 237.5
10/12/1982 08:00:00 | 237.5 | 237.5 | 237.5 | 237.5 | 237.5 | 237.5 | 237.5 | 237.5
10/12/1982 09:00:00 | 237.5 | 237.5 | 237.5 | 237.5 | 237.5 | 237.5 | 237.5 | 237.5
10/12/1982 10:00:00 | 237.5 | 237.5 | 237.5 | 237.5 | 237.5 | 237.5 | 237.5 | 237.5
10/12/1982 11:00:00 | 237.5 | 237.5 | 237.5 | 237.5 | 237.5 | 237.5 | 237.5 | 237.5
10/12/1982 12:00:00 | 237.5 | 237.5 | 237.5 | 237.5 | 237.5 | 237.5 | 237.5 | 237.5
10/12/1982 13:00:00 | 237.5 | 237.5 | 237.5 | 236.5423 | 234.9671 | 228.8943 | 221.4514 | 209.9726
10/12/1982 14:00:00 | 204.1464 | 190.9685 | 182.1002 | 174.412 | 171.0147 | 167.8348 | 168.6872 | 169.5943
10/12/1982 15:00:00 | 161.1467 | 158.9621 | 157.323 | 156.8953 | 157.2339 | 157.8308 | 158.4304 | 158.7227
10/12/1982 16:00:00 | 157.1123 | 158.3681 | 155.5024 | 156.653 | 158.5269 | 161.1893 | 160.8038 | 159.267
10/12/1982 17:00:00 | 149.0715 | 144.37 | 140.5383 | 139.3083 | 139.1244 | 141.074 | 142.9342 | 144.7509
10/12/1982 18:00:00 | 136.0933 | 132.5598 | 135.1281 | 138.225 | 140.2545 | 146.4946 | 151.5138 | 157.511
10/12/1982 19:00:00 | 147.1117 | 149.6214 | 156.986 | 164.6699 | 168.5725 | 178.1027 | 184.2408 | 191.5941
10/12/1982 20:00:00 | 178.9853 | 188.0939 | 197.0451 | 206.4794 | 209.8255 | 216.8479 | 219.7818 | 223.7975
10/12/1982 21:00:00 | 217.1273 | 225.0447 | 228.6865 | 231.46 | 232.2034 | 234.0556 | 234.4174 | 235.4485
10/12/1982 22:00:00 | 211.0233 | 212.4189 | 216.3196 | 218.2819 | 217.9027 | 220.289 | 220.4346 | 223.5376
10/12/1982 23:00:00 | 167.8061 | 167.1535 | 169.009 | 170.9352 | 172.6654 | 177.1354 | 180.4523 | 184.1393
11/12/1982 00:00:00 | 149.3767 | 151.4874 | 153.8467 | 159.365 | 164.9218 | 175.1073 | 181.5971 | 186.4384
11/12/1982 01:00:00 | 152.3361 | 160.3564 | 168.004 | 177.6297 | 183.9822 | 196.5358 | 202.3166 | 207.8556
11/12/1982 02:00:00 | 149.6267 | 160.9055 | 168.4684 | 177.2417 | 180.9647 | 188.1269 | 190.8929 | 194.1925
11/12/1982 03:00:00 | 141.8342 | 147.5447 | 150.2552 | 153.5512 | 154.6918 | 157.287 | 158.0028 | 159.2677
11/12/1982 04:00:00 | 132.2859 | 134.1158 | 135.9093 | 137.2007 | 138.5558 | 142.3054 | 143.9089 | 146.5401
11/12/1982 05:00:00 | 139.9911 | 141.4631 | 144.8042 | 146.1152 | 146.0567 | 148.7537 | 149.8998 | 153.5323
11/12/1982 06:00:00 | 158.2149 | 161.4055 | 167.0182 | 170.1637 | 169.9281 | 172.9834 | 175.1676 | 180.2118
11/12/1982 07:00:00 | 170.9111 | 174.8103 | 181.4076 | 186.5396 | 189.0945 | 196.5991 | 203.0011 | 210.0637
11/12/1982 08:00:00 | 191.0279 | 194.0355 | 200.3283 | 205.2539 | 208.5755 | 216.2212 | 222.6467 | 228.0925
11/12/1982 09:00:00 | 221.993 | 226.1398 | 228.7683 | 230.754 | 231.9861 | 234.3862 | 236.166 | 237.5
11/12/1982 10:00:00 | 237.5 | 237.5 | 237.5 | 237.5 | 237.5 | 237.5 | 237.5 | 237.5
11/12/1982 11:00:00 | 237.5 | 237.5 | 237.5 | 237.5 | 237.5 | 237.5 | 237.5 | 237.5
11/12/1982 12:00:00 | 237.5 | 237.5 | 237.5 | 237.5 | 237.5 | 237.5 | 237.5 | 237.5
11/12/1982 13:00:00 | 232.0306 | 231.5174 | 232.6952 | 233.4695 | 233.1873 | 233.5994 | 233.233 | 233.8077
11/12/1982 14:00:00 | 225.2947 | 225.3946 | 227.3964 | 228.0569 | 227.9242 | 228.3443 | 227.8802 | 228.338
11/12/1982 15:00:00 | 211.8319 | 211.2665 | 212.9725 | 213.2358 | 212.1269 | 212.1538 | 210.4834 | 211.1538
11/12/1982 16:00:00 | 183.8111 | 183.5069 | 186.2788 | 186.9252 | 185.8964 | 186.2446 | 185.1026 | 186.5857
11/12/1982 17:00:00 | 159.5963 | 161.3754 | 165.171 | 166.9743 | 167.1043 | 169.901 | 171.1253 | 174.6964
11/12/1982 18:00:00 | 161.8587 | 165.4866 | 170.2826 | 173.0621 | 174.3227 | 178.8283 | 181.6661 | 186.4596
11/12/1982 19:00:00 | 161.4883 | 164.8268 | 171.5458 | 175.1446 | 176.3336 | 180.398 | 181.1758 | 184.9872
11/12/1982 20:00:00 | 119.9317 | 122.6773 | 130.2166 | 135.3661 | 136.0997 | 138.1399 | 135.7692 | 136.9013
11/12/1982 21:00:00 | 71.4513 | 73.3461 | 78.5313 | 82.2704 | 82.9899 | 83.7454 | 81.8659 | 81.6608
11/12/1982 22:00:00 | 37.2651 | 37.8067 | 39.8929 | 41.4512 | 41.8972 | 42.7442 | 41.9894 | 42.1276
11/12/1982 23:00:00 | 19.199 | 19.1382 | 19.6022 | 20.0526 | 20.3516 | 21.3255 | 21.4511 | 21.9471
12/12/1982 00:00:00 | 12.3317 | 12.3083 | 12.0001 | 11.9893 | 12.337 | 12.825 | 13.0658 | 13.0942
12/12/1982 01:00:00 | 12.8102 | 13.1351 | 13.3617 | 13.5134 | 13.8473 | 13.9052 | 13.9598 | 13.7767
12/12/1982 02:00:00 | 12.4481 | 12.7269 | 14.581 | 15.5675 | 15.5226 | 15.8194 | 15.5322 | 16.2316
12/12/1982 03:00:00 | 8.1239 | 7.7262 | 9.063 | 9.8545 | 9.2059 | 9.4802 | 8.8306 | 9.5541
12/12/1982 04:00:00 | 10.9984 | 9.8979 | 9.0695 | 8.7209 | 8.0663 | 7.74 | 6.9084 | 6.647
12/12/1982 05:00:00 | 25.1576 | 24.5768 | 21.1254 | 19.3553 | 18.9603 | 16.8661 | 15.4134 | 12.98
12/12/1982 06:00:00 | 39.291 | 39.925 | 38.0448 | 37.4005 | 38.0864 | 35.4275 | 34.2907 | 31.1144
12/12/1982 07:00:00 | 44.2596 | 45.5838 | 46.0709 | 47.3439 | 48.4511 | 48.3517 | 48.2812 | 47.1841
12/12/1982 08:00:00 | 43.1191 | 44.8355 | 45.6933 | 47.1533 | 47.9819 | 49.4041 | 50.5397 | 51.657
12/12/1982 09:00:00 | 46.0881 | 48.8748 | 49.0875 | 50.115 | 51.1351 | 52.4217 | 54.1775 | 55.1534
12/12/1982 10:00:00 | 59.2153 | 64.0309 | 63.0928 | 63.6399 | 65.23 | 65.5982 | 66.7455 | 65.6898
12/12/1982 11:00:00 | 68.2664 | 73.2751 | 74.8291 | 76.8491 | 78.5922 | 79.9495 | 81.4438 | 81.6703
12/12/1982 12:00:00 | 56.6817 | 60.6484 | 63.531 | 66.208 | 67.8581 | 70.6622 | 73.2367 | 75.8328
12/12/1982 13:00:00 | 41.5255 | 44.1118 | 46.0875 | 48.1016 | 49.0231 | 51.1903 | 52.8506 | 54.9116
12/12/1982 14:00:00 | 32.0551 | 33.0801 | 33.5068 | 33.8393 | 33.8202 | 34.0545 | 34.1886 | 34.6715
12/12/1982 15:00:00 | 29.5252 | 29.7302 | 28.5038 | 27.5253 | 27.1762 | 26.2914 | 25.8467 | 25.2389
12/12/1982 16:00:00 | 36.5922 | 36.617 | 34.9055 | 33.5598 | 33.0521 | 31.7163 | 31.1358 | 30.2039
12/12/1982 17:00:00 | 46.7086 | 47.7976 | 45.4254 | 44.3372 | 44.359 | 43.5187 | 43.0254 | 41.5534
12/12/1982 18:00:00 | 54.8354 | 56.2449 | 54.3793 | 53.5874 | 53.7021 | 52.6671 | 51.7823 | 49.8774
12/12/1982 19:00:00 | 54.9916 | 56.6438 | 57.1429 | 57.4346 | 57.0477 | 56.3438 | 55.0597 | 54.3585
12/12/1982 20:00:00 | 42.7713 | 45.2736 | 47.023 | 49.0487 | 49.9636 | 52.2717 | 53.618 | 55.3266
12/12/1982 21:00:00 | 31.9307 | 33.7121 | 34.9251 | 36.689 | 37.8121 | 40.2546 | 42.0807 | 43.8198
12/12/1982 22:00:00 | 27.3089 | 28.6358 | 29.6332 | 30.856 | 31.1861 | 32.0845 | 32.4602 | 33.0328
12/12/1982 23:00:00 | 24.1124 | 25.0973 | 25.7776 | 26.6664 | 26.8815 | 27.731 | 28.175 | 28.8444
13/12/1982 00:00:00 | 24.4149 | 24.8419 | 25.2758 | 25.8071 | 25.8941 | 26.7185 | 26.9936 | 27.711
13/12/1982 01:00:00 | 37.113 | 35.9382 | 35.6514 | 35.0473 | 34.6971 | 35.0306 | 34.9372 | 35.5383
13/12/1982 02:00:00 | 54.2948 | 53.2637 | 52.4601 | 51.2543 | 50.9783 | 51.3696 | 51.5277 | 52.1781
13/12/1982 03:00:00 | 57.4036 | 57.934 | 56.3631 | 55.1943 | 55.2833 | 55.6239 | 56.6066 | 57.0449
13/12/1982 04:00:00 | 57.2818 | 59.2174 | 57.6711 | 56.7731 | 56.0866 | 55.074 | 54.8297 | 54.3035
13/12/1982 05:00:00 | 61.4496 | 65.176 | 67.4551 | 69.7564 | 69.6917 | 69.9081 | 68.7738 | 68.3499
13/12/1982 06:00:00 | 76.5381 | 79.5832 | 84.3465 | 88.2956 | 90.1954 | 93.6424 | 94.9229 | 96.9632
13/12/1982 07:00:00 | 97.5439 | 100.3188 | 105.3916 | 110.2354 | 114.3227 | 121.092 | 125.4061 | 129.8768
13/12/1982 08:00:00 | 103.81 | 108.3351 | 116.3397 | 123.6629 | 130.0728 | 141.6171 | 147.8235 | 153.9644
13/12/1982 09:00:00 | 101.6731 | 106.5111 | 115.1483 | 122.9464 | 129.8677 | 141.216 | 146.3901 | 151.2343
13/12/1982 10:00:00 | 99.6171 | 104.84 | 110.4825 | 116.3918 | 121.5386 | 127.324 | 129.4323 | 130.2361
13/12/1982 11:00:00 | 99.7041 | 104.943 | 106.3981 | 109.1321 | 111.6614 | 112.7338 | 112.0374 | 109.6918
13/12/1982 12:00:00 | 99.3329 | 104.1236 | 102.7459 | 102.7611 | 103.4168 | 102.1238 | 100.4411 | 97.2171
13/12/1982 13:00:00 | 96.4742 | 100.9419 | 98.4281 | 97.5023 | 97.4778 | 95.4669 | 93.7902 | 90.5265
13/12/1982 14:00:00 | 92.2728 | 96.5323 | 94.2686 | 93.4646 | 93.3064 | 91.1169 | 89.7729 | 86.956
13/12/1982 15:00:00 | 85.4401 | 89.094 | 87.2806 | 86.8153 | 86.8334 | 84.8319 | 84.0213 | 81.5351
13/12/1982 16:00:00 | 78.6226 | 81.541 | 79.9934 | 79.5369 | 79.4924 | 77.394 | 76.8192 | 74.5915
13/12/1982 17:00:00 | 71.4308 | 72.9237 | 71.7556 | 71.2264 | 71.0409 | 69.5621 | 69.6963 | 68.7604
13/12/1982 18:00:00 | 65.9857 | 65.9715 | 64.8826 | 63.8969 | 63.7206 | 62.9759 | 64.2591 | 64.7067
13/12/1982 19:00:00 | 59.6509 | 59.6347 | 58.846 | 58.0593 | 58.0544 | 58.1702 | 60.1857 | 61.5906
13/12/1982 20:00:00 | 52.1948 | 53.3224 | 53.5837 | 53.9404 | 54.3045 | 55.1267 | 56.8687 | 58.3331
13/12/1982 21:00:00 | 43.9803 | 45.7801 | 46.6861 | 47.8542 | 48.5069 | 49.5433 | 51.1341 | 52.312
13/12/1982 22:00:00 | 34.0147 | 35.7967 | 36.61 | 37.8213 | 38.2485 | 38.6455 | 39.7942 | 40.3939
13/12/1982 23:00:00 | 24.2867 | 25.6626 | 25.9892 | 26.6798 | 26.705 | 26.4965 | 26.9452 | 27.0027
14/12/1982 00:00:00 | 15.0486 | 16.1301 | 16.2875 | 16.9078 | 16.8975 | 16.5628 | 16.5818 | 16.2438
14/12/1982 01:00:00 | 7.2027 | 7.7509 | 7.7281 | 8.1009 | 8.1737 | 7.9246 | 7.6726 | 7.1403
14/12/1982 02:00:00 | 0.88863 | 1.1688 | 1.0388 | 1.1938 | 1.2218 | 0.94129 | 0.61008 | 0.086371
14/12/1982 03:00:00 | 0 | 0 | 0 | 0 | 0 | 0 | 0 | 0
14/12/1982 04:00:00 | 0 | 0 | 0 | 0 | 0 | 0 | 0 | 0
14/12/1982 05:00:00 | 0 | 0 | 0 | 0 | 0 | 0 | 0 | 0
14/12/1982 06:00:00 | 0 | 0 | 0 | 0 | 0 | 0 | 0 | 0
14/12/1982 07:00:00 | 0 | 0 | 0 | 0 | 0 | 0 | 0 | 0
14/12/1982 08:00:00 | 0 | 0 | 0 | 0 | 0.1889 | 1.419 | 2.2233 | 3.86
14/12/1982 09:00:00 | 5.2352 | 4.9148 | 5.8043 | 6.4583 | 7.1163 | 8.8306 | 8.7646 | 9.516
14/12/1982 10:00:00 | 15.8588 | 15.12 | 16.6185 | 17.5285 | 17.9301 | 18.9183 | 17.8234 | 17.8212
14/12/1982 11:00:00 | 29.9065 | 28.1845 | 29.9357 | 30.4848 | 30.229 | 30.635 | 31.5811 | 33.3427
14/12/1982 12:00:00 | 42.8412 | 41.5466 | 43.9258 | 45.1873 | 45.5897 | 48.6618 | 51.5252 | 55.7933
14/12/1982 13:00:00 | 58.6553 | 62.0549 | 66.0987 | 69.972 | 72.4313 | 79.5092 | 82.2582 | 86.6804
14/12/1982 14:00:00 | 85.0414 | 94.7068 | 100.7129 | 107.5896 | 112.3656 | 121.6395 | 125.8352 | 131.0915
14/12/1982 15:00:00 | 122.4793 | 138.3114 | 148.3084 | 160.1081 | 166.5965 | 178.3005 | 183.7578 | 189.6418
14/12/1982 16:00:00 | 174.636 | 190.1237 | 199.9246 | 210.738 | 217.1589 | 228.3947 | 231.9796 | 235.8604
14/12/1982 17:00:00 | 231.5345 | 237.0621 | 237.5 | 237.5 | 237.5 | 237.5 | 237.5 | 237.5
14/12/1982 18:00:00 | 237.5 | 237.5 | 237.5 | 237.5 | 237.5 | 237.5 | 237.5 | 237.5
14/12/1982 19:00:00 | 237.5 | 237.5 | 237.5 | 237.5 | 237.5 | 237.5 | 237.5 | 237.5
14/12/1982 20:00:00 | 237.5 | 237.5 | 237.5 | 237.5 | 237.5 | 237.5 | 237.5 | 237.5
14/12/1982 21:00:00 | 237.5 | 237.5 | 237.5 | 237.5 | 237.5 | 237.5 | 237.5 | 237.5
14/12/1982 22:00:00 | 237.5 | 237.5 | 237.5 | 237.5 | 237.5 | 237.5 | 237.5 | 237.5
14/12/1982 23:00:00 | 237.5 | 237.5 | 237.5 | 237.5 | 237.5 | 237.5 | 237.5 | 237.5
15/12/1982 00:00:00 | 237.5 | 237.5 | 237.5 | 237.5 | 237.5 | 237.5 | 237.5 | 237.5
15/12/1982 01:00:00 | 237.5 | 237.5 | 237.5 | 237.5 | 237.5 | 237.5 | 237.5 | 237.5
15/12/1982 02:00:00 | 237.5 | 237.5 | 237.5 | 237.5 | 237.5 | 237.5 | 237.5 | 237.5
15/12/1982 03:00:00 | 237.5 | 237.5 | 237.5 | 237.5 | 237.5 | 237.5 | 237.5 | 237.5
15/12/1982 04:00:00 | 237.5 | 237.5 | 237.5 | 237.5 | 237.5 | 237.5 | 237.5 | 237.5
15/12/1982 05:00:00 | 237.5 | 237.5 | 237.5 | 237.5 | 237.5 | 237.5 | 237.5 | 237.5
15/12/1982 06:00:00 | 237.5 | 237.5 | 237.5 | 237.5 | 237.5 | 237.5 | 237.5 | 237.5
15/12/1982 07:00:00 | 237.5 | 237.5 | 237.5 | 237.5 | 237.5 | 237.5 | 237.5 | 237.5
15/12/1982 08:00:00 | 237.5 | 237.5 | 237.5 | 237.5 | 237.5 | 237.5 | 237.5 | 237.5
15/12/1982 09:00:00 | 237.5 | 237.5 | 237.5 | 237.5 | 237.5 | 237.5 | 237.5 | 237.5
15/12/1982 10:00:00 | 237.5 | 237.5 | 237.5 | 237.5 | 237.5 | 237.5 | 237.5 | 237.5
15/12/1982 11:00:00 | 237.5 | 237.5 | 237.5 | 237.5 | 237.5 | 237.5 | 237.5 | 237.5
15/12/1982 12:00:00 | 237.5 | 237.5 | 237.5 | 237.5 | 237.5 | 237.5 | 237.5 | 237.5
15/12/1982 13:00:00 | 237.5 | 237.5 | 237.5 | 237.5 | 237.5 | 237.5 | 237.5 | 237.5
15/12/1982 14:00:00 | 237.5 | 237.5 | 237.5 | 237.5 | 237.5 | 237.5 | 237.5 | 237.5
15/12/1982 15:00:00 | 231.9294 | 237.5 | 237.5 | 237.5 | 237.5 | 237.5 | 236.8584 | 231.9547
15/12/1982 16:00:00 | 211.8053 | 219.9935 | 224.3822 | 229.8075 | 233.5883 | 234.943 | 235.0174 | 231.9547
15/12/1982 17:00:00 | 199.1135 | 208.1332 | 217.7627 | 227.4305 | 233.5835 | 234.943 | 235.0174 | 231.9547
15/12/1982 18:00:00 | 191.1204 | 203.9937 | 217.7627 | 227.4305 | 233.5835 | 234.943 | 235.0174 | 231.9547
15/12/1982 19:00:00 | 186.2789 | 201.3008 | 214.1835 | 227.4305 | 233.5835 | 234.943 | 235.0174 | 231.9547
15/12/1982 20:00:00 | 171.1906 | 185.4925 | 198.3588 | 212.6135 | 221.4316 | 228.1594 | 230.1736 | 228.5654
15/12/1982 21:00:00 | 170.5854 | 185.1705 | 196.1053 | 209.338 | 217.2728 | 223.6287 | 226.8327 | 225.9624
15/12/1982 22:00:00 | 170.5854 | 185.1705 | 196.1053 | 209.338 | 217.2728 | 223.0046 | 226.0104 | 225.6472
15/12/1982 23:00:00 | 170.5854 | 185.1705 | 196.1053 | 209.338 | 217.2728 | 223.0046 | 224.4882 | 224.6434
16/12/1982 00:00:00 | 170.5854 | 185.1705 | 196.1053 | 209.338 | 217.2728 | 223.0046 | 224.4882 | 224.6434
16/12/1982 01:00:00 | 170.5854 | 185.1705 | 196.1053 | 209.338 | 217.2728 | 223.0046 | 224.4882 | 224.6434
16/12/1982 02:00:00 | 170.5854 | 185.1705 | 196.1053 | 209.338 | 217.2728 | 223.0046 | 224.4882 | 224.6434
16/12/1982 03:00:00 | 170.5854 | 185.1705 | 196.1053 | 209.338 | 217.2728 | 223.0046 | 224.4882 | 224.6434
16/12/1982 04:00:00 | 170.5854 | 185.1705 | 196.1053 | 209.338 | 217.2728 | 223.0046 | 224.4882 | 224.6434
16/12/1982 05:00:00 | 170.5854 | 185.1705 | 196.1053 | 209.338 | 217.2728 | 223.0046 | 224.4882 | 224.6434
16/12/1982 06:00:00 | 170.5854 | 185.1705 | 196.1053 | 209.338 | 217.2728 | 223.0046 | 224.4882 | 224.6434
16/12/1982 07:00:00 | 170.5854 | 185.1705 | 196.1053 | 209.338 | 217.2728 | 223.0046 | 224.4882 | 224.6434
16/12/1982 08:00:00 | 170.5854 | 185.1705 | 196.1053 | 209.338 | 217.2728 | 223.0046 | 224.4882 | 224.6434
16/12/1982 09:00:00 | 170.5854 | 185.1705 | 196.1053 | 209.338 | 217.2728 | 223.0046 | 224.4882 | 224.6434
16/12/1982 10:00:00 | 170.5854 | 185.1705 | 196.1053 | 209.338 | 217.2728 | 223.0046 | 224.4882 | 224.6434
16/12/1982 11:00:00 | 170.5854 | 185.1705 | 196.1053 | 209.338 | 217.2728 | 223.0046 | 224.4882 | 224.6434
16/12/1982 12:00:00 | 170.5854 | 185.1705 | 196.1053 | 209.338 | 217.2728 | 223.0046 | 224.4882 | 224.6434
16/12/1982 13:00:00 | 170.5854 | 185.1705 | 196.1053 | 209.338 | 217.2728 | 223.0046 | 224.4882 | 224.6434
16/12/1982 14:00:00 | 170.5854 | 185.1705 | 196.1053 | 209.338 | 217.2728 | 223.0046 | 224.4882 | 224.6434
16/12/1982 15:00:00 | 170.5854 | 185.1705 | 196.1053 | 209.338 | 217.2728 | 223.0046 | 224.4882 | 224.6434
16/12/1982 16:00:00 | 170.5854 | 185.1705 | 196.1053 | 209.338 | 217.2728 | 223.0046 | 224.4882 | 224.6434
16/12/1982 17:00:00 | 170.5854 | 185.1705 | 196.1053 | 209.338 | 217.2728 | 223.0046 | 224.4882 | 224.6434
16/12/1982 18:00:00 | 195.4575 | 206.0637 | 204.1849 | 209.338 | 217.2728 | 223.0046 | 224.4882 | 224.6434
16/12/1982 19:00:00 | 237.5 | 237.5 | 237.5 | 237.5 | 237.1792 | 223.7613 | 224.4882 | 224.6434
16/12/1982 20:00:00 | 237.5 | 237.5 | 237.5 | 237.5 | 237.5 | 237.5 | 237.5 | 237.5
16/12/1982 21:00:00 | 237.5 | 237.5 | 237.5 | 237.5 | 237.5 | 237.5 | 237.5 | 237.5
16/12/1982 22:00:00 | 237.5 | 237.5 | 237.5 | 237.5 | 237.5 | 237.5 | 237.5 | 237.5
16/12/1982 23:00:00 | 237.5 | 237.5 | 237.5 | 237.5 | 237.5 | 237.5 | 237.5 | 237.5
17/12/1982 00:00:00 | 237.5 | 237.5 | 237.5 | 237.5 | 237.5 | 237.5 | 237.5 | 237.5
17/12/1982 01:00:00 | 237.5 | 237.5 | 237.5 | 237.5 | 237.5 | 237.5 | 237.5 | 237.5
17/12/1982 02:00:00 | 237.5 | 237.5 | 237.5 | 237.5 | 237.5 | 237.5 | 237.5 | 237.5
17/12/1982 03:00:00 | 237.5 | 237.5 | 237.5 | 237.5 | 237.5 | 237.5 | 237.5 | 237.5
17/12/1982 04:00:00 | 221.8297 | 226.9925 | 230.134 | 233.2238 | 234.8244 | 237.5 | 237.5 | 237.5
17/12/1982 05:00:00 | 196.5776 | 201.4689 | 207.8128 | 214.1338 | 218.2316 | 226.9403 | 229.4539 | 232.1838
17/12/1982 06:00:00 | 177.6021 | 180.5515 | 185.3362 | 190.1624 | 194.2164 | 203.3059 | 208.6119 | 214.2349
17/12/1982 07:00:00 | 159.6725 | 161.6017 | 165.3567 | 168.6156 | 171.3889 | 178.2816 | 183.0426 | 188.538
17/12/1982 08:00:00 | 142.4384 | 143.6497 | 146.9561 | 149.2126 | 150.3526 | 155.1559 | 158.4995 | 163.4787
17/12/1982 09:00:00 | 128.8716 | 130.3401 | 133.7689 | 135.9868 | 136.5664 | 140.4729 | 142.9854 | 147.3893
17/12/1982 10:00:00 | 125.1291 | 126.9763 | 130.9061 | 133.5413 | 133.9825 | 137.7712 | 139.9921 | 144.3472
17/12/1982 11:00:00 | 129.0762 | 129.4792 | 133.4829 | 135.4525 | 135.5188 | 138.5819 | 140.233 | 144.2955
17/12/1982 12:00:00 | 132.9025 | 131.42 | 134.9977 | 136.3058 | 136.7235 | 138.964 | 140.982 | 144.4896
17/12/1982 13:00:00 | 139.4064 | 137.6802 | 140.4373 | 141.1907 | 142.1949 | 143.9339 | 147.6122 | 151.2342
17/12/1982 14:00:00 | 151.7046 | 149.7827 | 151.7555 | 151.9917 | 152.9102 | 154.6462 | 158.1352 | 161.5871
17/12/1982 15:00:00 | 166.9029 | 165.127 | 166.7817 | 167.067 | 167.675 | 168.9043 | 169.5343 | 170.8481
17/12/1982 16:00:00 | 181.6346 | 179.9359 | 180.6435 | 180.6632 | 181.4178 | 182.4929 | 184.3465 | 185.8492
17/12/1982 17:00:00 | 193.2145 | 192.4317 | 193.6963 | 195.0515 | 196.6841 | 200.8701 | 206.4394 | 210.9708
17/12/1982 18:00:00 | 192.8546 | 195.8385 | 201.2983 | 206.6332 | 209.4747 | 217.9771 | 225.8909 | 230.2204
17/12/1982 19:00:00 | 186.7204 | 193.5879 | 204.3337 | 213.7482 | 218.6078 | 228.9629 | 233.696 | 237.5
17/12/1982 20:00:00 | 195.7202 | 206.5825 | 218.8634 | 228.4147 | 230.8911 | 236.1973 | 237.5 | 237.5
17/12/1982 21:00:00 | 213.0835 | 222.5893 | 229.4497 | 233.5255 | 235.3322 | 237.5 | 237.5 | 237.5
17/12/1982 22:00:00 | 228.4637 | 230.9843 | 234.1538 | 236.3671 | 237.219 | 237.5 | 237.5 | 237.5
17/12/1982 23:00:00 | 237.3665 | 237.5 | 237.5 | 237.5 | 237.5 | 237.5 | 237.5 | 237.5
18/12/1982 00:00:00 | 237.5 | 237.5 | 237.5 | 237.5 | 237.5 | 237.5 | 237.5 | 237.5
18/12/1982 01:00:00 | 232.2683 | 235.1791 | 235.6392 | 235.7981 | 234.9678 | 233.4046 | 231.4462 | 230.0797
18/12/1982 02:00:00 | 221.9765 | 225.9519 | 224.5246 | 223.2593 | 222.325 | 219.2922 | 217.1194 | 215.2179
18/12/1982 03:00:00 | 201.0137 | 201.427 | 198.623 | 196.7306 | 196.3999 | 198.8351 | 203.0609 | 208.2836
18/12/1982 04:00:00 | 203.1274 | 208.9867 | 215.1221 | 220.0021 | 221.7132 | 227.204 | 228.0857 | 230.6615
18/12/1982 05:00:00 | 231.6507 | 234.2266 | 237.5 | 237.5 | 237.5 | 237.5 | 237.5 | 237.5
18/12/1982 06:00:00 | 231.4401 | 231.5622 | 232.8344 | 232.4958 | 231.4251 | 230.1153 | 228.4678 | 228.234
18/12/1982 07:00:00 | 182.3434 | 179.8718 | 178.9905 | 175.5019 | 172.8977 | 168.1767 | 162.2393 | 158.6246
18/12/1982 08:00:00 | 108.2926 | 102.5896 | 101.209 | 98.1342 | 95.8064 | 92.5754 | 89.7142 | 88.5675
18/12/1982 09:00:00 | 65.0459 | 61.0229 | 60.9242 | 59.3676 | 57.3983 | 54.6784 | 52.7759 | 52.0654
18/12/1982 10:00:00 | 46.1681 | 43.6052 | 42.8802 | 41.5591 | 39.9975 | 37.1739 | 34.9267 | 33.49
18/12/1982 11:00:00 | 34.7673 | 33.7951 | 32.4096 | 31.3478 | 30.4307 | 28.4695 | 27.0513 | 25.6809
18/12/1982 12:00:00 | 27.4013 | 28.4436 | 27.8187 | 27.7085 | 27.3048 | 26.9235 | 26.8681 | 26.7684
18/12/1982 13:00:00 | 24.916 | 26.3448 | 27.0871 | 28.31 | 29.2198 | 31.5265 | 32.9817 | 34.6207
18/12/1982 14:00:00 | 25.6227 | 28.7334 | 30.7116 | 33.2665 | 35.3742 | 40.2223 | 43.3029 | 46.2574
18/12/1982 15:00:00 | 31.853 | 36.3945 | 39.2906 | 43.1127 | 45.9651 | 51.9033 | 55.6908 | 59.112
18/12/1982 16:00:00 | 47.5284 | 51.3661 | 53.7848 | 57.1418 | 60.1315 | 65.278 | 68.4581 | 70.8826
18/12/1982 17:00:00 | 67.2704 | 68.8326 | 69.5057 | 70.7947 | 72.2369 | 74.1484 | 76.0513 | 76.8563
18/12/1982 18:00:00 | 75.8978 | 76.7994 | 76.1442 | 76.9918 | 79.1747 | 81.2442 | 83.8915 | 84.4434
18/12/1982 19:00:00 | 75.7865 | 75.6198 | 72.7287 | 72.7597 | 76.3751 | 80.3729 | 85.4182 | 86.8495
18/12/1982 20:00:00 | 70.0803 | 74.0031 | 72.1133 | 75.3782 | 80.3567 | 85.9597 | 90.3794 | 90.0116
18/12/1982 21:00:00 | 76.2717 | 86.0407 | 86.3052 | 91.7255 | 94.7092 | 97.6573 | 97.9588 | 95.2221
18/12/1982 22:00:00 | 90.2821 | 92.3002 | 89.4381 | 87.3573 | 85.3404 | 81.5131 | 80.1189 | 78.2348
18/12/1982 23:00:00 | 79.367 | 75.1956 | 71.9571 | 68.775 | 67.3988 | 64.435 | 63.9765 | 62.9739
19/12/1982 00:00:00 | 63.5121 | 62.2354 | 60.5854 | 59.0108 | 58.0214 | 56.2464 | 55.0981 | 53.8158
19/12/1982 01:00:00 | 54.1626 | 54.3488 | 53.4782 | 52.5409 | 51.2121 | 49.1069 | 47.1405 | 45.6619
19/12/1982 02:00:00 | 51.9111 | 51.9811 | 51.1902 | 50.3573 | 49.3685 | 47.9437 | 47.0065 | 46.2763
19/12/1982 03:00:00 | 63.111 | 63.3231 | 63.52 | 63.4633 | 63.5383 | 63.9365 | 64.9727 | 65.941
19/12/1982 04:00:00 | 91.5791 | 95.5663 | 98.2263 | 101.3503 | 103.7992 | 108.2645 | 112.4255 | 115.7404
19/12/1982 05:00:00 | 147.9028 | 160.2228 | 165.4871 | 172.4208 | 176.927 | 185.04 | 190.7367 | 195.5527
19/12/1982 06:00:00 | 220.7119 | 231.3823 | 234.4914 | 237.5 | 237.5 | 237.5 | 237.5 | 237.5
19/12/1982 07:00:00 | 237.5 | 237.5 | 237.5 | 237.5 | 237.5 | 237.5 | 237.5 | 237.5
19/12/1982 08:00:00 | 237.5 | 237.5 | 237.5 | 237.5 | 237.5 | 237.5 | 237.5 | 237.5
19/12/1982 09:00:00 | 237.5 | 237.5 | 237.5 | 237.5 | 237.5 | 237.5 | 237.5 | 237.5
19/12/1982 10:00:00 | 237.5 | 237.5 | 237.5 | 237.5 | 237.5 | 237.5 | 237.5 | 237.5
19/12/1982 11:00:00 | 237.5 | 237.5 | 236.3035 | 221.7803 | 213.8601 | 199.5419 | 192.3882 | 185.4909
19/12/1982 12:00:00 | 207.3849 | 186.0071 | 174.4218 | 161.0893 | 154.9339 | 143.8734 | 139.1956 | 134.3635
19/12/1982 13:00:00 | 141.9864 | 122.5684 | 112.9012 | 101.3036 | 95.5705 | 85.379 | 79.9596 | 75.0891
19/12/1982 14:00:00 | 95.2888 | 78.4247 | 70.5982 | 61.5128 | 58.1101 | 51.3715 | 48.3008 | 44.9821
19/12/1982 15:00:00 | 79.298 | 66.4309 | 60.0635 | 54.2457 | 54.1444 | 51.3715 | 48.3008 | 44.9821
19/12/1982 16:00:00 | 79.298 | 66.4309 | 60.0635 | 54.2457 | 54.1444 | 51.3715 | 48.3008 | 44.9821
19/12/1982 17:00:00 | 79.298 | 66.4309 | 60.0635 | 54.2457 | 54.1444 | 51.3715 | 48.3008 | 44.9821
19/12/1982 18:00:00 | 79.298 | 66.4309 | 60.0635 | 54.2457 | 54.1444 | 51.3715 | 48.3008 | 44.9821
19/12/1982 19:00:00 | 79.298 | 66.4309 | 60.0635 | 54.2457 | 54.1444 | 51.3715 | 48.3008 | 44.9821
19/12/1982 20:00:00 | 79.298 | 66.4309 | 60.0635 | 54.2457 | 54.1444 | 51.3715 | 48.3008 | 44.9821
19/12/1982 21:00:00 | 79.298 | 66.4309 | 60.0635 | 54.2457 | 54.1444 | 51.3715 | 48.3008 | 44.9821
19/12/1982 22:00:00 | 79.298 | 66.4309 | 60.0635 | 54.2457 | 54.1444 | 51.3715 | 48.3008 | 44.9821
19/12/1982 23:00:00 | 171.8539 | 117.8707 | 72.5916 | 54.2457 | 54.1444 | 51.3715 | 48.3008 | 44.9821
20/12/1982 00:00:00 | 171.8539 | 117.8707 | 72.5916 | 54.2457 | 54.1444 | 51.3715 | 48.3008 | 44.9821
20/12/1982 01:00:00 | 171.8539 | 117.8707 | 72.5916 | 54.2457 | 54.1444 | 52.3083 | 48.5652 | 44.9821
20/12/1982 02:00:00 | 171.8539 | 117.8707 | 100.8993 | 85.9495 | 79.1906 | 55.0555 | 48.5652 | 44.9821
20/12/1982 03:00:00 | 171.8539 | 117.8707 | 100.8993 | 85.9495 | 79.1906 | 55.0555 | 49.7497 | 44.9821
20/12/1982 04:00:00 | 171.8539 | 117.8707 | 100.8993 | 85.9495 | 79.1906 | 55.0555 | 49.7497 | 44.9821
20/12/1982 05:00:00 | 171.8539 | 117.8707 | 100.8993 | 85.9495 | 79.1906 | 55.0555 | 49.7497 | 44.9821
20/12/1982 06:00:00 | 171.8539 | 117.8707 | 100.8993 | 85.9495 | 79.1906 | 55.0555 | 49.7497 | 44.9821
20/12/1982 07:00:00 | 208.7626 | 133.1466 | 100.8993 | 85.9495 | 79.1906 | 55.0555 | 49.7497 | 44.9821
20/12/1982 08:00:00 | 234.2955 | 172.0277 | 134.5219 | 95.6751 | 83.9446 | 56.4996 | 51.1513 | 44.9821
20/12/1982 09:00:00 | 234.2955 | 180.6833 | 150.2957 | 123.1948 | 116.2359 | 92.4287 | 81.9905 | 61.8551
20/12/1982 10:00:00 | 234.2955 | 180.6833 | 150.2957 | 123.1948 | 116.2359 | 92.4287 | 81.9905 | 61.8551
20/12/1982 11:00:00 | 234.2955 | 180.6833 | 150.2957 | 123.1948 | 116.2359 | 92.4287 | 81.9905 | 61.8551
20/12/1982 12:00:00 | 234.2955 | 180.6833 | 150.2957 | 123.1948 | 116.2359 | 92.4287 | 81.9905 | 61.8551
20/12/1982 13:00:00 | 234.2955 | 180.6833 | 150.2957 | 123.1948 | 116.2359 | 92.4287 | 81.9905 | 61.8551
20/12/1982 14:00:00 | 234.2955 | 180.6833 | 150.2957 | 123.1948 | 116.2359 | 92.4287 | 81.9905 | 61.8551
20/12/1982 15:00:00 | 234.2955 | 180.6833 | 150.2957 | 123.1948 | 116.2359 | 92.4287 | 81.9905 | 61.8551
20/12/1982 16:00:00 | 234.2955 | 180.6833 | 150.2957 | 123.1948 | 116.2359 | 92.4287 | 81.9905 | 61.8551
20/12/1982 17:00:00 | 228.6891 | 180.6833 | 150.2957 | 123.1948 | 116.2359 | 92.4287 | 81.9905 | 61.8551
20/12/1982 18:00:00 | 223.0874 | 180.6833 | 150.2957 | 123.1948 | 116.2359 | 92.4287 | 81.9905 | 61.8551
20/12/1982 19:00:00 | 219.2979 | 180.6833 | 150.2957 | 123.1948 | 116.2359 | 92.4287 | 81.9905 | 61.8551
20/12/1982 20:00:00 | 219.2979 | 180.6833 | 150.2957 | 123.1948 | 116.2359 | 92.4287 | 81.9905 | 61.8551
20/12/1982 21:00:00 | 219.2979 | 180.6833 | 150.2957 | 123.1948 | 116.2359 | 92.4287 | 81.9905 | 61.8551
20/12/1982 22:00:00 | 219.2979 | 180.6833 | 150.2957 | 123.1948 | 116.2359 | 92.4287 | 81.9905 | 61.8551
20/12/1982 23:00:00 | 219.2979 | 180.6833 | 150.2957 | 123.1948 | 116.2359 | 92.4287 | 81.9905 | 61.8551
21/12/1982 00:00:00 | 219.2979 | 180.6833 | 150.2957 | 123.1948 | 116.2359 | 92.4287 | 81.9905 | 61.8551
21/12/1982 01:00:00 | 219.2979 | 180.6833 | 150.2957 | 123.1948 | 116.2359 | 92.4287 | 81.9905 | 61.8551
21/12/1982 02:00:00 | 219.2979 | 180.6833 | 150.2957 | 123.1948 | 116.2359 | 92.4287 | 81.9905 | 61.8551
21/12/1982 03:00:00 | 219.2979 | 180.6833 | 150.2957 | 123.1948 | 116.2359 | 92.4287 | 81.9905 | 61.8551
21/12/1982 04:00:00 | 219.2979 | 180.6833 | 150.2957 | 123.1948 | 116.2359 | 92.4287 | 81.9905 | 61.8551
21/12/1982 05:00:00 | 219.2979 | 180.6833 | 150.2957 | 123.1948 | 116.2359 | 92.4287 | 81.9905 | 61.8551
21/12/1982 06:00:00 | 219.2979 | 180.6833 | 150.2957 | 123.1948 | 116.2359 | 92.4287 | 81.9905 | 61.8551
21/12/1982 07:00:00 | 219.2979 | 180.6833 | 150.2957 | 123.1948 | 116.2359 | 92.4287 | 81.9905 | 61.8551
21/12/1982 08:00:00 | 219.2979 | 180.6833 | 150.2957 | 123.1948 | 116.2359 | 92.4287 | 81.9905 | 61.8551
21/12/1982 09:00:00 | 219.2979 | 180.6833 | 150.2957 | 123.1948 | 116.2359 | 92.4287 | 81.9905 | 73.2188
21/12/1982 10:00:00 | 219.2979 | 180.6833 | 150.2957 | 123.1948 | 116.2359 | 92.4287 | 81.9905 | 73.2188
21/12/1982 11:00:00 | 219.2979 | 180.6833 | 150.2957 | 123.1948 | 116.2359 | 92.4287 | 81.9905 | 73.2188
21/12/1982 12:00:00 | 219.2979 | 180.6833 | 150.2957 | 123.1948 | 116.2359 | 114.2676 | 131.3609 | 129.1603
21/12/1982 13:00:00 | 237.5 | 237.5 | 237.5 | 237.5 | 237.5 | 237.5 | 237.5 | 237.5
21/12/1982 14:00:00 | 237.5 | 237.5 | 237.5 | 237.5 | 237.5 | 237.5 | 237.5 | 237.5
21/12/1982 15:00:00 | 237.5 | 237.5 | 237.5 | 237.5 | 237.5 | 237.5 | 237.5 | 237.5
21/12/1982 16:00:00 | 237.5 | 237.5 | 237.5 | 237.5 | 237.5 | 237.5 | 237.5 | 237.5
21/12/1982 17:00:00 | 237.5 | 237.5 | 237.5 | 237.5 | 237.5 | 237.5 | 237.5 | 237.5
21/12/1982 18:00:00 | 237.5 | 237.5 | 237.5 | 237.5 | 237.5 | 237.5 | 237.5 | 237.5
21/12/1982 19:00:00 | 237.5 | 237.5 | 237.5 | 237.5 | 237.5 | 237.5 | 237.5 | 237.5
21/12/1982 20:00:00 | 233.2836 | 234.833 | 234.5387 | 234.314 | 233.7411 | 232.8205 | 231.866 | 231.1839
21/12/1982 21:00:00 | 218.6851 | 222.9235 | 223.496 | 223.4653 | 222.4626 | 220.7842 | 219.3001 | 218.5731
21/12/1982 22:00:00 | 219.9594 | 226.8087 | 227.3139 | 227.721 | 227.4632 | 226.5195 | 224.767 | 223.2122
21/12/1982 23:00:00 | 224.5722 | 229.0929 | 229.7225 | 230.4514 | 230.5281 | 229.9532 | 229.2938 | 228.4388
22/12/1982 00:00:00 | 190.4809 | 194.8361 | 195.3535 | 196.0816 | 195.5596 | 193.4361 | 190.6645 | 187.9512
22/12/1982 01:00:00 | 135.1628 | 140.3208 | 144.0572 | 148.8588 | 152.4918 | 158.3859 | 161.8417 | 164.3794
22/12/1982 02:00:00 | 149.9581 | 156.6329 | 161.8361 | 168.3637 | 173.8734 | 182.4447 | 188.4709 | 192.7757
22/12/1982 03:00:00 | 182.9387 | 185.8356 | 187.51 | 189.5118 | 191.1811 | 193.1947 | 194.6892 | 195.419
22/12/1982 04:00:00 | 177.0586 | 179.7409 | 181.0663 | 182.6042 | 183.6096 | 184.8819 | 185.8011 | 186.3351
22/12/1982 05:00:00 | 172.531 | 178.6311 | 182.2441 | 186.1334 | 187.8025 | 190.3945 | 191.0204 | 191.7905
22/12/1982 06:00:00 | 163.5217 | 168.2651 | 171.5326 | 174.982 | 176.9283 | 179.7619 | 181.4788 | 182.8953
22/12/1982 07:00:00 | 156.2877 | 154.6685 | 155.3061 | 154.7411 | 154.5907 | 154.7411 | 156.2395 | 158.0385
22/12/1982 08:00:00 | 155.0924 | 155.3501 | 156.4927 | 156.4341 | 155.9049 | 155.8316 | 156.865 | 158.5746
22/12/1982 09:00:00 | 136.5194 | 139.3203 | 140.8097 | 142.5914 | 144.1932 | 147.3645 | 151.7934 | 155.4423
22/12/1982 10:00:00 | 92.181 | 94.1246 | 95.7546 | 98.5632 | 101.898 | 108.3574 | 115.5362 | 120.8849
22/12/1982 11:00:00 | 72.2739 | 74.5323 | 77.5273 | 80.753 | 83.4434 | 88.856 | 93.1047 | 97.156
22/12/1982 12:00:00 | 78.0213 | 78.9518 | 82.1664 | 84.5279 | 86.0421 | 89.8134 | 92.0498 | 95.2689
22/12/1982 13:00:00 | 86.8558 | 86.0073 | 87.6261 | 88.3206 | 89.1551 | 91.3577 | 93.0532 | 95.4075
22/12/1982 14:00:00 | 87.0846 | 85.9724 | 85.1333 | 83.6756 | 83.1308 | 83.0535 | 85.1064 | 87.0811
22/12/1982 15:00:00 | 76.6828 | 77.4268 | 77.1639 | 77.076 | 77.5268 | 79.1853 | 83.0055 | 86.061
22/12/1982 16:00:00 | 68.8457 | 71.696 | 74.6364 | 77.8268 | 79.9514 | 83.8877 | 87.3368 | 90.5902
22/12/1982 17:00:00 | 64.3193 | 68.2039 | 72.0094 | 76.3037 | 78.4384 | 82.7936 | 85.2658 | 88.1377
22/12/1982 18:00:00 | 62.2837 | 64.323 | 66.1197 | 67.545 | 67.982 | 69.1053 | 70.2143 | 71.5936
22/12/1982 19:00:00 | 61.7258 | 63.5322 | 63.3187 | 63.1319 | 62.3638 | 61.0159 | 59.9134 | 59.0118
22/12/1982 20:00:00 | 58.0915 | 62.0171 | 62.6016 | 64.2767 | 64.8404 | 66.0942 | 65.6402 | 65.2876
22/12/1982 21:00:00 | 54.2418 | 60.1881 | 62.7402 | 67.3396 | 70.4464 | 75.9343 | 78.2995 | 79.6633
22/12/1982 22:00:00 | 54.394 | 60.8992 | 63.8148 | 69.0203 | 72.8689 | 79.4973 | 82.5996 | 84.3103
22/12/1982 23:00:00 | 52.1021 | 55.9708 | 58.1095 | 62.109 | 64.7647 | 69.561 | 71.8898 | 74.0243
23/12/1982 00:00:00 | 41.9205 | 43.9154 | 45.6253 | 47.894 | 49.2247 | 52.0373 | 53.4956 | 55.167
23/12/1982 01:00:00 | 30.0289 | 31.5179 | 32.7019 | 33.831 | 34.5529 | 36.2007 | 37.0204 | 38.1816
23/12/1982 02:00:00 | 21.625 | 23.3215 | 24.6707 | 26.1915 | 27.0799 | 29.5421 | 30.5651 | 31.9814
23/12/1982 03:00:00 | 21.7324 | 24.6394 | 26.5215 | 28.9644 | 30.3169 | 33.3972 | 34.791 | 36.7464
23/12/1982 04:00:00 | 28.5347 | 31.8692 | 34.1507 | 36.9837 | 38.9116 | 43.4977 | 45.8218 | 49.1301
23/12/1982 05:00:00 | 35.4124 | 38.4649 | 42.1779 | 46.0172 | 48.8516 | 55.8403 | 60.6476 | 66.6861
23/12/1982 06:00:00 | 37.1235 | 40.5596 | 45.424 | 51.1083 | 54.6133 | 63.4373 | 69.7915 | 77.6633
23/12/1982 07:00:00 | 32.2603 | 36.2786 | 42.0853 | 48.5741 | 52.9322 | 63.4979 | 70.4433 | 79.2537
23/12/1982 08:00:00 | 28.6129 | 35.0954 | 42.3392 | 50.8592 | 55.8821 | 67.812 | 75.1305 | 84.1242
23/12/1982 09:00:00 | 31.4661 | 40.3085 | 48.8 | 58.6373 | 64.2344 | 75.9963 | 83.1255 | 91.8592
23/12/1982 10:00:00 | 41.1464 | 50.8419 | 60.4329 | 70.6649 | 75.6387 | 86.3114 | 91.6082 | 99.3768
23/12/1982 11:00:00 | 53.0281 | 62.7966 | 72.3438 | 82.0495 | 85.0951 | 92.8235 | 95.5014 | 101.0908
23/12/1982 12:00:00 | 64.3163 | 72.7722 | 80.239 | 85.693 | 84.8136 | 86.7067 | 86.0952 | 89.3872
23/12/1982 13:00:00 | 64.7667 | 65.2494 | 68.3039 | 68.3621 | 65.6782 | 64.9763 | 62.4575 | 64.2432
23/12/1982 14:00:00 | 43.4943 | 39.6736 | 40.8081 | 39.6286 | 37.8995 | 37.4529 | 35.7298 | 36.9064
23/12/1982 15:00:00 | 27.3928 | 26.4243 | 27.3314 | 27.3766 | 26.7249 | 26.5927 | 25.628 | 25.9498
23/12/1982 16:00:00 | 22.4356 | 23.155 | 23.8246 | 24.5628 | 24.7554 | 25.3483 | 25.1083 | 25.2077
23/12/1982 17:00:00 | 21.563 | 22.2191 | 22.3886 | 22.9151 | 23.308 | 23.9608 | 24.1739 | 24.2572
23/12/1982 18:00:00 | 21.4342 | 21.2522 | 21.1191 | 20.9306 | 20.7729 | 20.5793 | 20.2773 | 20.1017
23/12/1982 19:00:00 | 17.0357 | 16.15 | 16.0753 | 15.5227 | 14.934 | 14.2241 | 13.5509 | 13.3012
23/12/1982 20:00:00 | 13.9567 | 13.6705 | 13.6832 | 13.4914 | 13.1886 | 12.808 | 12.3527 | 12.1781
23/12/1982 21:00:00 | 21.262 | 22.3715 | 22.9318 | 23.7875 | 24.3249 | 25.1516 | 25.7086 | 26.0508
23/12/1982 22:00:00 | 41.7063 | 44.6068 | 45.9147 | 48.3177 | 50.1157 | 53.1565 | 55.6585 | 57.3906
23/12/1982 23:00:00 | 75.8247 | 82.4593 | 84.6925 | 88.101 | 90.7931 | 94.753 | 98.3519 | 100.5516
24/12/1982 00:00:00 | 122.0888 | 136.3779 | 143.1866 | 151.7341 | 156.4111 | 162.7451 | 166.6784 | 169.1946
24/12/1982 01:00:00 | 171.8558 | 193.1227 | 203.9966 | 215.5205 | 220.8574 | 227.8795 | 229.2988 | 230.6311
24/12/1982 02:00:00 | 206.2919 | 227.2047 | 232.9362 | 237.5 | 237.5 | 237.5 | 237.5 | 237.5
24/12/1982 03:00:00 | 220.8424 | 233.4004 | 237.5 | 237.5 | 237.5 | 237.5 | 237.5 | 237.5
24/12/1982 04:00:00 | 227.5263 | 235.2968 | 237.5 | 237.5 | 237.5 | 237.5 | 237.5 | 237.5
24/12/1982 05:00:00 | 231.3765 | 237.1484 | 237.5 | 237.5 | 237.5 | 237.5 | 237.5 | 237.5
24/12/1982 06:00:00 | 236.7846 | 237.5 | 237.5 | 237.5 | 237.5 | 237.5 | 237.5 | 237.5
24/12/1982 07:00:00 | 237.5 | 237.5 | 237.5 | 237.5 | 237.5 | 237.5 | 237.5 | 237.5
24/12/1982 08:00:00 | 237.5 | 237.5 | 237.5 | 237.5 | 237.5 | 237.5 | 237.5 | 237.5
24/12/1982 09:00:00 | 237.5 | 237.5 | 237.5 | 237.5 | 237.5 | 237.5 | 237.5 | 237.5
24/12/1982 10:00:00 | 237.5 | 237.5 | 237.5 | 237.5 | 237.5 | 237.5 | 237.5 | 237.5
24/12/1982 11:00:00 | 237.5 | 237.5 | 237.5 | 237.5 | 237.5 | 237.5 | 237.5 | 237.5
24/12/1982 12:00:00 | 237.5 | 237.5 | 237.5 | 237.5 | 237.5 | 237.5 | 237.5 | 237.5
24/12/1982 13:00:00 | 237.5 | 237.5 | 237.5 | 237.5 | 237.5 | 237.5 | 237.5 | 237.5
24/12/1982 14:00:00 | 236.313 | 237.5 | 237.5 | 237.5 | 237.5 | 237.4856 | 233.9925 | 232.9514
24/12/1982 15:00:00 | 224.3722 | 228.286 | 229.5709 | 229.8536 | 227.0244 | 216.5244 | 193.3605 | 179.2027
24/12/1982 16:00:00 | 195.1373 | 198.8671 | 195.9178 | 189.2418 | 174.2279 | 150.4717 | 126.8193 | 114.3056
24/12/1982 17:00:00 | 143.2275 | 133.4941 | 124.1031 | 112.3909 | 101.0698 | 87.4956 | 80.7429 | 77.6057
24/12/1982 18:00:00 | 91.493 | 77.7399 | 71.4991 | 64.9397 | 61.0648 | 58.6786 | 59.0634 | 61.606
24/12/1982 19:00:00 | 59.7706 | 51.0656 | 49.5038 | 48.3383 | 49.0236 | 53.6388 | 58.5013 | 64.7616
24/12/1982 20:00:00 | 45.1139 | 42.1591 | 43.2092 | 45.0524 | 47.5749 | 55.3802 | 63.2023 | 71.44
24/12/1982 21:00:00 | 38.1025 | 37.55 | 39.6985 | 42.4284 | 45.9485 | 56.0217 | 63.0757 | 70.9986
24/12/1982 22:00:00 | 34.4621 | 34.2359 | 37.3668 | 40.9195 | 44.6754 | 53.5579 | 56.8141 | 61.6728
24/12/1982 23:00:00 | 33.8935 | 35.0575 | 39.0046 | 42.8186 | 45.095 | 49.807 | 51.0798 | 53.3145
25/12/1982 00:00:00 | 34.1867 | 35.2701 | 38.0518 | 40.2096 | 40.8542 | 42.1786 | 42.8992 | 44.3269
25/12/1982 01:00:00 | 32.5226 | 33.2529 | 35.1555 | 36.3432 | 36.4481 | 37.3516 | 38.4632 | 40.3752
25/12/1982 02:00:00 | 30.571 | 32.0444 | 34.5784 | 36.7685 | 37.6728 | 40.1975 | 41.7185 | 44.0956
25/12/1982 03:00:00 | 32.1617 | 33.7639 | 36.482 | 38.9618 | 39.6417 | 41.5377 | 42.4964 | 44.3154
25/12/1982 04:00:00 | 31.2186 | 32.5803 | 34.5178 | 35.9025 | 36.2037 | 37.2155 | 38.0328 | 39.4972
25/12/1982 05:00:00 | 24.8222 | 25.3852 | 26.692 | 27.567 | 28.0931 | 29.7991 | 30.8175 | 32.4878
25/12/1982 06:00:00 | 18.3215 | 19.0969 | 20.3896 | 21.4217 | 21.9263 | 23.6167 | 24.4926 | 25.9828
25/12/1982 07:00:00 | 12.8114 | 13.9507 | 15.3258 | 16.6269 | 17.0467 | 18.2285 | 18.6163 | 19.471
25/12/1982 08:00:00 | 9.8097 | 11.0039 | 12.0262 | 13.0736 | 13.6859 | 14.595 | 14.9034 | 15.2011
25/12/1982 09:00:00 | 11.4454 | 12.3008 | 13.2657 | 14.0493 | 14.6568 | 15.5252 | 16.0109 | 16.3753
25/12/1982 10:00:00 | 16.5996 | 16.9895 | 18.2427 | 19.0365 | 19.3542 | 20.2374 | 20.9257 | 22.0161
25/12/1982 11:00:00 | 25.7901 | 25.5163 | 26.6159 | 27.1532 | 27.3019 | 28.3705 | 29.4151 | 31.0698
25/12/1982 12:00:00 | 42.6298 | 41.6426 | 42.3293 | 42.0274 | 41.4861 | 41.4323 | 41.6262 | 42.6878
25/12/1982 13:00:00 | 62.1959 | 62.9868 | 63.0282 | 62.9354 | 62.8323 | 63.0236 | 62.8939 | 63.0356
25/12/1982 14:00:00 | 66.4088 | 68.8894 | 69.6182 | 71.0779 | 73.1829 | 77.3429 | 81.213 | 83.9278
25/12/1982 15:00:00 | 58.2331 | 58.6959 | 59.3149 | 59.8695 | 61.1201 | 64.9883 | 69.8428 | 74.8618
25/12/1982 16:00:00 | 63 | 62.944 | 61.702 | 60.1065 | 58.7409 | 58.205 | 59.7192 | 61.8066
25/12/1982 17:00:00 | 82.0109 | 83.1042 | 79.8297 | 76.1127 | 72.604 | 67.9554 | 65.627 | 63.8663
25/12/1982 18:00:00 | 92.5194 | 93.3298 | 89.4636 | 85.678 | 82.4576 | 77.1898 | 73.6593 | 70.7846
25/12/1982 19:00:00 | 84.4694 | 82.6154 | 79.858 | 76.5326 | 73.7558 | 70.173 | 67.6839 | 66.0437
25/12/1982 20:00:00 | 72.3753 | 66.1467 | 62.7555 | 57.8454 | 55.2225 | 51.755 | 51.1268 | 51.2614
25/12/1982 21:00:00 | 67.5302 | 59.6164 | 55.5214 | 50.3611 | 47.7193 | 44.2431 | 45.0759 | 45.9183
25/12/1982 22:00:00 | 63.6439 | 59.9177 | 57.6917 | 55.3975 | 54.1927 | 52.6108 | 53.7291 | 54.5223
25/12/1982 23:00:00 | 61.6394 | 65.6826 | 66.1346 | 68.8239 | 70.5849 | 73.6703 | 75.5231 | 75.958
26/12/1982 00:00:00 | 74.5337 | 83.359 | 84.9288 | 90.6599 | 94.5722 | 100.0286 | 100.8082 | 99.6268
26/12/1982 01:00:00 | 99.7799 | 104.3133 | 105.0185 | 107.2828 | 106.9717 | 106.8165 | 104.8235 | 103.1282
26/12/1982 02:00:00 | 122.383 | 119.844 | 117.0027 | 113.0253 | 108.045 | 102.6704 | 99.8814 | 98.7165
26/12/1982 03:00:00 | 124.5562 | 117.3133 | 113.8452 | 109.2276 | 106.3977 | 103.4988 | 100.5942 | 99.0423
26/12/1982 04:00:00 | 110.2615 | 102.9133 | 101.3682 | 99.6735 | 99.754 | 99.4071 | 98.9813 | 98.2472
26/12/1982 05:00:00 | 101.0936 | 96.6272 | 94.7623 | 93.6952 | 94.3559 | 94.5548 | 99.2469 | 101.3855
26/12/1982 06:00:00 | 106.6979 | 105.6209 | 103.7174 | 103.316 | 104.2511 | 105.2005 | 109.9792 | 112.0581
26/12/1982 07:00:00 | 120.7848 | 122.54 | 120.826 | 121.2394 | 121.8298 | 122.5242 | 123.0763 | 122.2725
26/12/1982 08:00:00 | 130.5318 | 134.7447 | 132.6581 | 133.2705 | 132.0219 | 130.4244 | 126.4582 | 122.9742
26/12/1982 09:00:00 | 153.9596 | 159.6868 | 155.4676 | 153.3615 | 148.9297 | 141.8293 | 133.9789 | 126.9824
26/12/1982 10:00:00 | 178.3638 | 180.4521 | 173.2541 | 166.673 | 159.9041 | 148.4892 | 139.9207 | 131.8917
26/12/1982 11:00:00 | 178.8896 | 176.2759 | 168.8297 | 160.9016 | 153.8979 | 142.6828 | 134.2903 | 126.9688
26/12/1982 12:00:00 | 167.0645 | 161.417 | 154.9608 | 147.1749 | 140.2717 | 129.2042 | 122.0692 | 116.5529
26/12/1982 13:00:00 | 155.1687 | 147.4627 | 141.5403 | 133.49 | 126.5296 | 117.104 | 111.5103 | 107.5452
26/12/1982 14:00:00 | 150.9824 | 144.1242 | 139.0753 | 131.9304 | 126.1344 | 118.3888 | 114.3931 | 111.9253
26/12/1982 15:00:00 | 159.3277 | 153.9365 | 148.719 | 141.8573 | 136.9008 | 129.9682 | 126.6372 | 125.0049
26/12/1982 16:00:00 | 176.2474 | 169.9376 | 161.3812 | 152.4745 | 148.6218 | 143.8392 | 141.0115 | 139.0403
26/12/1982 17:00:00 | 192.9119 | 185.226 | 175.3308 | 166.2455 | 164.9779 | 163.497 | 162.0209 | 159.9691
26/12/1982 18:00:00 | 200.0051 | 193.4651 | 187.0532 | 180.7795 | 182.2632 | 184.951 | 185.4863 | 185.3986
26/12/1982 19:00:00 | 196.1534 | 192.4126 | 190.9861 | 189.0785 | 192.1713 | 198.401 | 199.5003 | 201.3944
26/12/1982 20:00:00 | 193.7728 | 195.5581 | 197.2497 | 200.6699 | 205.4241 | 213.0964 | 213.4628 | 214.0703
26/12/1982 21:00:00 | 215.9848 | 226.3607 | 227.039 | 230.0013 | 232.5044 | 235.4213 | 234.4816 | 232.4751
26/12/1982 22:00:00 | 237.5 | 237.5 | 237.5 | 237.5 | 237.5 | 237.5 | 237.5 | 237.5
26/12/1982 23:00:00 | 237.5 | 237.5 | 237.5 | 237.5 | 237.5 | 237.5 | 237.5 | 237.5
27/12/1982 00:00:00 | 237.5 | 237.5 | 237.5 | 237.5 | 237.5 | 237.5 | 237.5 | 237.5
27/12/1982 01:00:00 | 237.5 | 237.5 | 237.5 | 237.5 | 237.5 | 237.5 | 237.5 | 237.5
27/12/1982 02:00:00 | 237.5 | 237.5 | 237.5 | 237.5 | 237.5 | 237.5 | 237.5 | 237.5
27/12/1982 03:00:00 | 237.5 | 237.5 | 237.5 | 237.5 | 237.5 | 237.5 | 237.5 | 237.5
27/12/1982 04:00:00 | 237.5 | 237.5 | 237.5 | 237.5 | 237.5 | 237.5 | 237.5 | 237.5
27/12/1982 05:00:00 | 237.5 | 237.5 | 237.5 | 237.5 | 237.5 | 237.5 | 237.5 | 237.5
27/12/1982 06:00:00 | 237.5 | 233.885 | 235.036 | 235.2857 | 235.7824 | 237.5 | 237.5 | 237.5
27/12/1982 07:00:00 | 224.9898 | 226.5357 | 230.4207 | 233.8973 | 235.7745 | 237.5 | 237.5 | 237.5
27/12/1982 08:00:00 | 230.654 | 234.6931 | 237.5 | 237.5 | 237.5 | 237.5 | 237.5 | 237.5
27/12/1982 09:00:00 | 235.3504 | 236.7726 | 237.5 | 237.5 | 237.5 | 237.5 | 237.5 | 237.5
27/12/1982 10:00:00 | 231.4673 | 231.7161 | 233.3615 | 234.937 | 235.1881 | 236.2647 | 236.3973 | 237.1967
27/12/1982 11:00:00 | 232.3569 | 233.7997 | 234.2254 | 235.4219 | 236.2389 | 237.5 | 237.5 | 237.5
27/12/1982 12:00:00 | 236.7333 | 237.5 | 237.5 | 237.5 | 237.5 | 237.5 | 237.5 | 237.5
27/12/1982 13:00:00 | 234.9504 | 235.7937 | 236.1804 | 236.3736 | 236.4327 | 236.1041 | 235.6223 | 235.1902
27/12/1982 14:00:00 | 234.2153 | 235.9546 | 237.1526 | 237.5 | 237.5 | 237.5 | 237.5 | 237.5
27/12/1982 15:00:00 | 237.5 | 237.5 | 237.5 | 237.5 | 237.5 | 237.5 | 237.5 | 237.5
27/12/1982 16:00:00 | 237.5 | 237.5 | 237.5 | 237.5 | 237.5 | 237.5 | 237.5 | 237.5
27/12/1982 17:00:00 | 237.5 | 237.5 | 237.5 | 237.5 | 237.5 | 237.5 | 237.5 | 237.5
27/12/1982 18:00:00 | 237.5 | 237.5 | 237.5 | 237.5 | 237.5 | 237.5 | 237.5 | 237.5
27/12/1982 19:00:00 | 237.5 | 237.5 | 237.5 | 237.5 | 237.5 | 237.5 | 237.5 | 237.5
27/12/1982 20:00:00 | 237.5 | 237.5 | 237.5 | 237.5 | 237.5 | 237.5 | 237.5 | 237.5
27/12/1982 21:00:00 | 237.5 | 237.5 | 237.5 | 237.5 | 237.5 | 237.5 | 237.5 | 237.5
27/12/1982 22:00:00 | 237.5 | 237.5 | 237.5 | 237.5 | 237.5 | 237.5 | 237.5 | 237.5
27/12/1982 23:00:00 | 237.5 | 237.5 | 237.5 | 237.5 | 237.5 | 237.5 | 237.5 | 237.5
28/12/1982 00:00:00 | 237.5 | 237.5 | 237.5 | 237.5 | 237.5 | 237.5 | 237.5 | 237.5
28/12/1982 01:00:00 | 237.5 | 237.5 | 237.5 | 237.5 | 237.5 | 237.5 | 237.5 | 237.5
28/12/1982 02:00:00 | 237.5 | 237.5 | 237.5 | 237.5 | 237.5 | 237.5 | 237.5 | 237.5
28/12/1982 03:00:00 | 237.5 | 237.5 | 237.5 | 237.5 | 237.5 | 237.5 | 237.5 | 237.5
28/12/1982 04:00:00 | 237.5 | 237.5 | 237.5 | 237.5 | 237.5 | 237.5 | 237.5 | 237.5
28/12/1982 05:00:00 | 237.5 | 237.5 | 237.5 | 237.5 | 237.5 | 237.5 | 237.5 | 237.5
28/12/1982 06:00:00 | 237.5 | 237.5 | 237.5 | 237.5 | 237.5 | 237.5 | 237.5 | 237.5
28/12/1982 07:00:00 | 237.5 | 237.5 | 237.5 | 237.5 | 237.5 | 237.5 | 237.5 | 237.5
28/12/1982 08:00:00 | 237.5 | 237.5 | 237.5 | 237.5 | 237.5 | 237.5 | 237.5 | 237.5
28/12/1982 09:00:00 | 237.5 | 237.5 | 237.5 | 237.5 | 237.5 | 237.5 | 237.5 | 237.5
28/12/1982 10:00:00 | 229.4139 | 227.3871 | 229.9597 | 230.6966 | 230.6271 | 232.3394 | 233.4304 | 236.2228
28/12/1982 11:00:00 | 200.994 | 197.3655 | 204.7207 | 207.662 | 207.9932 | 212.9317 | 215.4942 | 222.0868
28/12/1982 12:00:00 | 165.0299 | 162.1831 | 169.5511 | 173.0472 | 173.3846 | 178.739 | 181.4249 | 188.5467
28/12/1982 13:00:00 | 140.8292 | 137.5448 | 143.0247 | 145.3327 | 145.1088 | 148.757 | 150.2939 | 155.7983
28/12/1982 14:00:00 | 126.3048 | 122.4193 | 124.7743 | 124.6759 | 123.469 | 124.5984 | 124.7601 | 127.9052
28/12/1982 15:00:00 | 116.4415 | 113.0025 | 113.9475 | 112.6471 | 110.1922 | 108.8564 | 107.1573 | 108.3717
28/12/1982 16:00:00 | 113.3408 | 111.1985 | 112.2608 | 111.7045 | 109.4145 | 107.7122 | 104.6389 | 104.2299
28/12/1982 17:00:00 | 118.8879 | 117.167 | 118.4893 | 118.6113 | 117.3527 | 116.963 | 113.9595 | 113.4864
28/12/1982 18:00:00 | 123.6009 | 122.2142 | 123.7027 | 124.0366 | 123.0991 | 123.012 | 120.5028 | 120.2523
28/12/1982 19:00:00 | 122.7104 | 121.2733 | 122.1544 | 121.6252 | 119.4802 | 117.2453 | 113.8723 | 112.8734
28/12/1982 20:00:00 | 110.1379 | 106.5194 | 106.0217 | 103.9298 | 101.4273 | 98.3042 | 96.3188 | 95.9865
28/12/1982 21:00:00 | 86.0297 | 83.12 | 82.7296 | 81.4614 | 80.4879 | 79.5675 | 79.4619 | 80.0665
28/12/1982 22:00:00 | 65.596 | 64.9244 | 65.3907 | 65.7974 | 65.9475 | 66.7013 | 67.2335 | 68.0258
28/12/1982 23:00:00 | 47.2211 | 48.6136 | 49.4545 | 50.8653 | 51.8911 | 53.875 | 55.2819 | 56.3818
29/12/1982 00:00:00 | 31.1383 | 32.0986 | 32.574 | 33.5792 | 34.6161 | 36.5173 | 38.3219 | 39.525
29/12/1982 01:00:00 | 21.7502 | 21.5951 | 21.7398 | 22.0743 | 22.6051 | 23.4852 | 24.3836 | 25.0152
29/12/1982 02:00:00 | 15.6728 | 15.3998 | 15.3173 | 15.3461 | 15.6156 | 15.967 | 16.4175 | 16.658
29/12/1982 03:00:00 | 10.5824 | 10.4366 | 10.4723 | 10.5062 | 10.6738 | 10.8364 | 11.1362 | 11.3078
29/12/1982 04:00:00 | 7.188 | 6.9157 | 7.1402 | 7.2328 | 7.3305 | 7.4609 | 7.6846 | 7.9029
29/12/1982 05:00:00 | 5.1776 | 4.6814 | 4.8563 | 4.7939 | 4.8346 | 4.9595 | 5.093 | 5.3245
29/12/1982 06:00:00 | 4.0828 | 3.9251 | 4.0372 | 4.1708 | 4.4104 | 4.8759 | 5.29 | 5.6405
29/12/1982 07:00:00 | 4.4876 | 4.707 | 4.8597 | 5.2602 | 5.7054 | 6.429 | 7.218 | 7.7015
29/12/1982 08:00:00 | 5.1933 | 5.6819 | 6.1595 | 6.726 | 7.2516 | 8.1992 | 9.0748 | 9.9761
29/12/1982 09:00:00 | 3.3962 | 3.9164 | 4.4611 | 4.9377 | 5.2823 | 6.1266 | 6.757 | 7.4703
29/12/1982 10:00:00 | 1.4658 | 1.6441 | 1.8187 | 2.0464 | 2.2412 | 2.72 | 3.0775 | 3.4663
29/12/1982 11:00:00 | 0.93479 | 1.2004 | 1.3328 | 1.5261 | 1.6269 | 1.8241 | 1.9042 | 2.0417
29/12/1982 12:00:00 | 0 | 0 | 0 | 0.023365 | 0.053499 | 0.17581 | 0.13507 | 0.18596
29/12/1982 13:00:00 | 0 | 0 | 0 | 0 | 0 | 0 | 0 | 0
29/12/1982 14:00:00 | 0 | 0 | 0 | 0 | 0 | 0 | 0 | 0
29/12/1982 15:00:00 | 0 | 0 | 0 | 0 | 0 | 0 | 0 | 0
29/12/1982 16:00:00 | 0 | 0 | 0 | 0 | 0 | 0 | 0 | 0
29/12/1982 17:00:00 | 0 | 0 | 0 | 0 | 0 | 0 | 0.38599 | 0.79594
29/12/1982 18:00:00 | 0 | 0 | 0 | 0.51696 | 0.94189 | 1.582 | 2.0149 | 2.4192
29/12/1982 19:00:00 | 0.47518 | 0.83561 | 1.0928 | 1.5892 | 1.8112 | 2.1096 | 2.2637 | 2.2192
29/12/1982 20:00:00 | 2.5277 | 1.5267 | 1.4214 | 1.5398 | 1.4808 | 1.1858 | 1.095 | 0.91585
29/12/1982 21:00:00 | 6.8632 | 3.6727 | 2.2039 | 1.3389 | 1.0511 | 0.56165 | 0.61057 | 0.58584
29/12/1982 22:00:00 | 14.3962 | 9.7197 | 6.8505 | 4.3492 | 3.6206 | 2.528 | 2.7154 | 2.6216
29/12/1982 23:00:00 | 22.8247 | 19.0386 | 14.9557 | 11.3365 | 9.758 | 7.6796 | 7.2672 | 6.7034
30/12/1982 00:00:00 | 20.5888 | 18.8678 | 16.9087 | 14.2581 | 12.7568 | 9.9983 | 9.0204 | 8.4085
30/12/1982 01:00:00 | 14.2336 | 13.7433 | 13.3897 | 12.5133 | 11.6333 | 10.0239 | 9.4725 | 9.2867
30/12/1982 02:00:00 | 12.2389 | 11.9911 | 11.9953 | 11.5923 | 10.8636 | 9.9369 | 9.8341 | 10.2794
30/12/1982 03:00:00 | 13.6813 | 12.7311 | 12.2151 | 11.3579 | 10.4276 | 9.0973 | 8.7651 | 8.9062
30/12/1982 04:00:00 | 20.1106 | 18.6906 | 17.7358 | 16.3559 | 14.8306 | 12.1474 | 10.8906 | 10.148
30/12/1982 05:00:00 | 26.1176 | 25.4438 | 25.3061 | 24.4667 | 22.7699 | 19.0787 | 16.9855 | 15.5395
30/12/1982 06:00:00 | 26.5261 | 26.5465 | 27.2858 | 27.2031 | 25.7978 | 23.0081 | 20.4498 | 19.2023
30/12/1982 07:00:00 | 24.3458 | 24.4918 | 25.2395 | 25.3263 | 24.0466 | 22.2653 | 19.7331 | 18.742
30/12/1982 08:00:00 | 22.3715 | 22.4755 | 23.1282 | 23.198 | 22.1401 | 21.1192 | 18.9227 | 18.1696
30/12/1982 09:00:00 | 19.3585 | 19.1201 | 19.6132 | 19.5478 | 18.7126 | 18.2627 | 16.887 | 16.7672
30/12/1982 10:00:00 | 16.8068 | 16.0185 | 15.8039 | 15.2388 | 14.3244 | 13.9109 | 13.3602 | 13.587
30/12/1982 11:00:00 | 18.5277 | 17.7882 | 16.9262 | 15.7937 | 14.5867 | 13.4885 | 12.8467 | 12.7388
30/12/1982 12:00:00 | 20.6703 | 20.8317 | 20.0035 | 19.0299 | 17.9639 | 16.3192 | 15.5209 | 14.9763
30/12/1982 13:00:00 | 19.1849 | 20.2476 | 19.9331 | 19.5959 | 18.9096 | 17.6627 | 17.2398 | 16.8239
30/12/1982 14:00:00 | 16.8534 | 18.3351 | 18.6811 | 18.8862 | 18.4263 | 17.7794 | 17.5717 | 17.5913
30/12/1982 15:00:00 | 16.8483 | 18.0254 | 18.8102 | 19.3218 | 19.1568 | 19.3357 | 19.5759 | 20.2446
30/12/1982 16:00:00 | 19.6785 | 20.038 | 20.4308 | 20.7683 | 20.8914 | 21.6586 | 22.5958 | 23.7498
30/12/1982 17:00:00 | 25.0495 | 24.5785 | 24.2122 | 23.9173 | 23.8559 | 24.264 | 25.2857 | 26.2901
30/12/1982 18:00:00 | 35.4894 | 34.6083 | 33.7126 | 32.8176 | 32.2415 | 31.732 | 32.4282 | 33.0733
30/12/1982 19:00:00 | 45.2871 | 44.7794 | 43.7073 | 42.7761 | 42.0285 | 40.7691 | 41.0102 | 40.9754
30/12/1982 20:00:00 | 52.3434 | 52.6437 | 52.6995 | 52.7636 | 52.509 | 51.7071 | 51.9063 | 51.8614
30/12/1982 21:00:00 | 51.6684 | 52.614 | 54.3544 | 55.8012 | 56.0899 | 56.4775 | 57.0442 | 57.7879
30/12/1982 22:00:00 | 44.4009 | 45.7676 | 48.3536 | 50.8476 | 51.5476 | 53.2121 | 54.5362 | 56.2488
30/12/1982 23:00:00 | 44.2663 | 45.7381 | 48.3812 | 51.1937 | 52.2039 | 54.5561 | 56.3717 | 58.5591
31/12/1982 00:00:00 | 49.1727 | 50.2238 | 52.4713 | 54.9833 | 56.0647 | 58.1384 | 59.6544 | 61.2824
31/12/1982 01:00:00 | 56.668 | 57.2141 | 59.7363 | 62.4856 | 64.137 | 66.7581 | 67.5222 | 68.495
31/12/1982 02:00:00 | 62.1109 | 62.8982 | 65.8975 | 68.7765 | 70.841 | 74.6844 | 75.5905 | 76.9928
31/12/1982 03:00:00 | 60.797 | 62.7118 | 66.5761 | 70.2238 | 72.5798 | 77.0336 | 78.214 | 80.0143
31/12/1982 04:00:00 | 57.2704 | 59.6876 | 64.1199 | 68.2796 | 70.3684 | 74.0763 | 74.7631 | 76.3053
31/12/1982 05:00:00 | 61.4358 | 63.0521 | 67.4446 | 71.1844 | 72.9941 | 76.5215 | 76.3269 | 77.6356
31/12/1982 06:00:00 | 67.3052 | 68.5259 | 72.4593 | 76.1147 | 77.962 | 81.5703 | 81.3668 | 82.6824
31/12/1982 07:00:00 | 65.9293 | 67.1947 | 70.5339 | 73.8117 | 75.6846 | 78.9331 | 78.8479 | 79.8011
31/12/1982 08:00:00 | 64.7602 | 65.2054 | 68.5422 | 71.4963 | 73.2174 | 76.1638 | 75.7657 | 76.4746
31/12/1982 09:00:00 | 67.4647 | 67.2046 | 70.1141 | 72.6633 | 74.3791 | 77.0888 | 76.4345 | 76.8612
31/12/1982 10:00:00 | 68.2242 | 68.5704 | 71.4506 | 74.1334 | 75.6498 | 78.2196 | 77.7399 | 78.3696
31/12/1982 11:00:00 | 67.6696 | 69.9137 | 73.9512 | 77.5729 | 79.2705 | 82.4279 | 82.7323 | 84.1951
31/12/1982 12:00:00 | 65.622 | 69.7409 | 74.8796 | 79.7686 | 82.3088 | 86.8883 | 87.9579 | 90.3207
31/12/1982 13:00:00 | 63.0534 | 68.2018 | 74.1693 | 80.3934 | 83.6612 | 89.4324 | 90.8568 | 93.4441
31/12/1982 14:00:00 | 62.604 | 67.9306 | 74.0894 | 80.7288 | 83.8021 | 88.7195 | 89.987 | 92.1879
31/12/1982 15:00:00 | 66.1286 | 71.3147 | 76.7187 | 82.2716 | 84.2059 | 87.3174 | 88.7059 | 90.8276
31/12/1982 16:00:00 | 72.6666 | 77.5576 | 81.5421 | 85.582 | 86.4337 | 88.335 | 90.4385 | 93.0359
31/12/1982 17:00:00 | 79.8178 | 82.8382 | 85.7789 | 88.735 | 89.1333 | 90.7956 | 93.8294 | 97.1777
31/12/1982 18:00:00 | 84.7803 | 86.2833 | 89.2814 | 92.0935 | 92.7339 | 94.3691 | 97.4272 | 100.6674
31/12/1982 19:00:00 | 87.4117 | 87.6666 | 91.431 | 94.4684 | 95.5589 | 96.8466 | 98.5105 | 100.4996
31/12/1982 20:00:00 | 90.1091 | 89.7023 | 93.4172 | 96.4484 | 97.5601 | 98.6678 | 99.2535 | 100.524
31/12/1982 21:00:00 | 91.3634 | 91.4503 | 94.9653 | 97.9181 | 99.0652 | 100.0271 | 100.3508 | 101.3155
31/12/1982 22:00:00 | 89.3085 | 90.2481 | 93.8176 | 96.8051 | 97.9972 | 98.8533 | 98.7908 | 99.2481

## nogo_data1
longitude | latitude | node reference nw-ne-se-sw
2.9175 | 51.465 | #1
3.05 | 51.45 | #2
3 | 51.275 | #3
2.875 | 51.36 | #4

## nogo_data2
longitude | latitude | node reference nw-ne-se-sw
3.1 | 51.45 | 1
3.15 | 51.47 | 2
3.2 | 51.43 | 3
3.12 | 51.35 | 4

## domain_data
longitude | latitude
2.9397 | 51.2397
2.55 | 51.8
2.8 | 51.84
3.15 | 51.6
3.1836 | 51.3269

## domain_data_tight
longitude | latitude
2.9397 | 51.2397
2.7 | 51.7
2.78 | 51.74
3.02 | 51.55
3.1836 | 51.3269